## Sheet1
| power_curve_code | equipment_techno | manufacturer_id | turbine_model | model_id | power_curve_name | doc_ref_no | doc_revision | doc_issue_date | cut_in_speed | cut_out_speed | nominal_wind_speed | nominal_power | reference_air_density | turbulence_intensity_min | turbulence_intensity_max | power_regulation_type | power_curve_type | power_curve_source | pda_code_correspondance | created_by | creation_date | modified_by | modification_date
0 | 0 | \N | \N | \N | \N | Pause | \N | \N | \N | 0 | 0 | 0 | 0 | \N | \N | \N | \N | \N | \N | 0 | RTC | 2019-09-02 18:00:00 | RTC | 2019-09-02 18:00:00
1 | 1 | Vestas | 57 | V90-3.0MW | 59 | 50 Hz-Noise Mode 0 -109.4dB(A) | 950011.R9 | \N | 2015-11-16 | 4 | 25 | 15 | 3000 | 1.09 | \N | \N | pitch | Full Prod | Vestas | 1 | RTC | 2019-09-02 18:00:00 | RTC | 2019-09-02 18:00:00
2 | 2 | Vestas | 57 | V90-2.0MW | 58 | \N | \N | \N | \N | 4 | 25 | 12 | 2000 | 1.225 | \N | \N | \N | \N | GA UK | 2 | RTC | 2019-09-02 18:00:00 | RTC | 2022-01-11 14:00:00
3 | 3 | Vestas | 57 | V90-3.0MW | 59 | 50 Hz-Noise Mode 0 -109.4dB(A) | 950011.R9 | \N | 2015-11-16 | 4 | 25 | 14 | 3000 | 1.225 | \N | \N | pitch | Full Prod | Vestas | 3 | RTC | 2019-09-02 18:00:00 | RTC | 2019-09-02 18:00:00
4 | 4 | Vestas | 57 | V90-2.0MW | 58 | \N | \N | \N | \N | 4 | 25 | 12 | 2000 | \N | \N | \N | \N | \N | \N | 4 | RTC | 2019-09-02 18:00:00 | RTC | 2019-09-02 18:00:00
5 | 5 | Vestas | 57 | V90-3.0MW | 59 | 50 Hz-Noise Mode 0 -109.4dB(A) | 950011.R9 | \N | 2015-11-16 | 4 | 25 | 15 | 3000 | 1.12 | \N | \N | pitch | Full Prod | Vestas | 5 | RTC | 2019-09-02 18:00:00 | RTC | 2019-09-02 18:00:00
6 | 6 | Vestas | 57 | V80-2.0MW | 57 | \N | \N | \N | \N | 4 | 25 | 14 | 2000 | \N | \N | \N | \N | \N | \N | 6 | RTC | 2019-09-02 18:00:00 | RTC | 2019-09-02 18:00:00
7 | 7 | Vestas | 57 | V80-2.0MW | 57 | \N | \N | \N | \N | 4 | 25 | 14 | 2000 | \N | \N | \N | \N | \N | \N | 7 | RTC | 2019-09-02 18:00:00 | RTC | 2019-09-02 18:00:00
8 | 8 | Vestas | 57 | V52-0.85MW | 56 | \N | \N | \N | \N | 4 | 25 | 15 | 850 | \N | \N | \N | \N | \N | \N | 8 | RTC | 2019-09-02 18:00:00 | RTC | 2019-09-02 18:00:00
9 | 9 | Vestas | 57 | V52-0.85MW | 56 | \N | \N | \N | \N | 4 | 25 | 15 | 850 | \N | \N | \N | \N | \N | \N | 9 | RTC | 2019-09-02 18:00:00 | RTC | 2019-09-02 18:00:00
10 | 10 | Vestas | 57 | V47-0.66MW | 55 | \N | \N | \N | \N | 4 | 25 | 15 | 660 | \N | \N | \N | \N | \N | \N | 10 | RTC | 2019-09-02 18:00:00 | RTC | 2019-09-02 18:00:00
11 | 11 | Siemens | 48 | SWT2.3-93 | 44 | Old reference for TEES | \N | \N | \N | 4 | 25 | 12 | 2300 | \N | \N | \N | \N | \N | \N | 11 | RTC | 2019-09-02 18:00:00 | RTC | 2019-09-02 18:00:00
12 | 12 | Neg Micon | 33 | NM92-2.75MW | 41 | \N | \N | \N | \N | 4 | 25 | 14 | 2530 | \N | \N | \N | \N | \N | \N | 12 | RTC | 2019-09-02 18:00:00 | RTC | 2019-09-02 18:00:00
13 | 13 | Neg Micon | 33 | NM52-0.92MW | 40 | \N | \N | \N | \N | 4 | 25 | 16 | 900 | \N | \N | \N | \N | \N | \N | 13 | RTC | 2019-09-02 18:00:00 | RTC | 2019-09-02 18:00:00
14 | 14 | Nordex | 34 | N90-2.3MW | 38 | \N | \N | \N | \N | 4 | 25 | 13 | 2300 | \N | \N | \N | \N | \N | \N | 14 | RTC | 2019-09-02 18:00:00 | RTC | 2019-09-02 18:00:00
15 | 15 | Nordex | 34 | N90-2.5MW | 39 | \N | \N | \N | \N | 4 | 25 | 15 | 2500 | 1.192 | \N | \N | pitch | Full Prod | Iberdrola | 15 | RTC | 2019-09-02 18:00:00 | RTC | 2019-09-02 18:00:00
16 | 16 | Nordex | 34 | N90-2.3MW | 38 | \N | \N | \N | \N | 4 | 25 | 13 | 2300 | 1.225 | \N | \N | pitch | Full Prod | Nordex | 16 | RTC | 2019-09-02 18:00:00 | RTC | 2019-09-02 18:00:00
17 | 17 | Nordex | 34 | N60-1.3MW | 36 | \N | PV 98 07-03 | \N | 2005-08-25 | 4 | 25 | 15 | 1300 | 1.225 | 9 | 9 | stall | Full Prod | Nordex | 17 | RTC | 2019-09-02 18:00:00 | RTC | 2019-09-02 18:00:00
18 | 18 | Nordex | 34 | N90-2.3MW | 38 | \N | \N | \N | \N | 4 | 25 | 13 | 2300 | \N | \N | \N | \N | \N | \N | 18 | RTC | 2019-09-02 18:00:00 | RTC | 2019-09-02 18:00:00
19 | 19 | Senvion | 46 | MM92-2.0MW | \N | \N | \N | \N | \N | 3 | 24 | 11 | 2000 | \N | \N | \N | \N | \N | \N | 19 | RTC | 2019-09-02 18:00:00 | RTC | 2019-09-02 18:00:00
20 | 20 | Senvion | 46 | MM92-2.0MW | \N | \N | \N | \N | \N | 3 | 24 | 12 | 2000 | \N | \N | \N | \N | \N | \N | 20 | RTC | 2019-09-02 18:00:00 | RTC | 2019-09-02 18:00:00
21 | 21 | Senvion | 46 | MM82-2.0MW | 28 | \N | \N | \N | \N | 4 | 25 | 13 | 2000 | 1.225 | \N | \N | pitch | \N | GA UK | 21 | RTC | 2019-09-02 18:00:00 | RTC | 2019-09-02 18:00:00
22 | 22 | Senvion | 46 | MM82-2.05MW | \N | DOE SABL | \N | \N | \N | 4 | 25 | 13 | 2000 | \N | \N | \N | pitch | \N | SABL documentation | 22 | RTC | 2019-09-02 18:00:00 | RTC | 2019-09-02 18:00:00
23 | 23 | Senvion | 46 | MM82-2.05MW | \N | \N | \N | \N | \N | 4 | 25 | 13 | 2000 | \N | \N | \N | \N | \N | \N | 23 | RTC | 2019-09-02 18:00:00 | RTC | 2019-09-02 18:00:00
24 | 24 | Nordex | 34 | N90-2.3MW | 38 | \N | \N | \N | \N | 4 | 25 | 13 | 2300 | \N | \N | \N | \N | \N | \N | 24 | RTC | 2019-09-02 18:00:00 | RTC | 2019-09-02 18:00:00
25 | 25 | Senvion | 46 | MD77-1.5MW | 26 | \N | \N | \N | \N | 3 | 20 | 13 | 1500 | \N | \N | \N | \N | \N | \N | 25 | RTC | 2019-09-02 18:00:00 | RTC | 2019-09-02 18:00:00
26 | 26 | Senvion | 46 | MM70-2.0MW | 27 | \N | \N | \N | \N | 4 | 25 | 14 | 2000 | \N | \N | \N | \N | \N | \N | 26 | RTC | 2019-09-02 18:00:00 | RTC | 2019-09-02 18:00:00
27 | 27 | Gamesa | 17 | G90-2.0MW | 20 | \N | \N | \N | \N | 3 | 21 | 13 | 2000 | 1.225 | \N | \N | \N | \N | Manufacturer | 27 | RTC | 2019-09-02 18:00:00 | RTC | 2019-09-02 18:00:00
28 | 28 | Gamesa | 17 | G90-2.0MW | 20 | \N | \N | \N | \N | 3 | 21 | 13 | 2000 | \N | \N | \N | \N | \N | \N | 28 | RTC | 2019-09-02 18:00:00 | RTC | 2019-09-02 18:00:00
29 | 29 | Gamesa | 17 | G90-2.0MW | 20 | \N | \N | \N | \N | 3 | 21 | 13 | 2000 | \N | \N | \N | \N | \N | \N | 29 | RTC | 2019-09-02 18:00:00 | RTC | 2019-09-02 18:00:00
30 | 30 | Gamesa | 17 | G90-2.0MW | 20 | \N | \N | \N | \N | 3 | 21 | 13 | 2000 | \N | \N | \N | \N | \N | \N | 30 | RTC | 2019-09-02 18:00:00 | RTC | 2019-09-02 18:00:00
31 | 31 | Gamesa | 17 | G90-2.0MW | 20 | \N | \N | \N | \N | 3 | 21 | 13 | 2000 | \N | \N | \N | \N | \N | \N | 31 | RTC | 2019-09-02 18:00:00 | RTC | 2019-09-02 18:00:00
32 | 32 | Gamesa | 17 | G87-2.0MW | 19 | GD022922-fr | \N | \N | \N | 4 | 25 | 13 | 2000 | 1.21 | \N | \N | pitch | Full Prod | Manufacturer | 32 | RTC | 2019-09-02 18:00:00 | RTC | 2019-09-02 18:00:00
33 | 33 | Gamesa | 17 | G87-2.0MW | 19 | \N | \N | \N | \N | 4 | 25 | 14 | 2000 | 1.09 | \N | \N | pitch | Full Prod | Manufacturer | 33 | RTC | 2019-09-02 18:00:00 | RTC | 2019-09-02 18:00:00
34 | 34 | Gamesa | 17 | G80-2.0MW | 18 | \N | \N | \N | \N | 3 | 25 | 14 | 2010 | \N | \N | \N | \N | \N | \N | 34 | RTC | 2019-09-02 18:00:00 | RTC | 2019-09-02 18:00:00
35 | 35 | \N | \N | \N | \N | \N | \N | \N | \N | 4 | 25 | 14 | 2000 | \N | \N | \N | \N | \N | \N | 35 | RTC | 2019-09-02 18:00:00 | RTC | 2019-09-02 18:00:00
36 | 36 | Alstom | 134 | ECO80-1.67MW | 13 | \N | \N | \N | \N | 4 | 17 | 13 | 1670 | \N | \N | \N | \N | \N | \N | 36 | RTC | 2019-09-02 18:00:00 | RTC | 2019-09-02 18:00:00
37 | 37 | Enercon | 12 | E70-2.3MW | 8 | \N | \N | \N | \N | 2 | 25 | 15 | 2310 | 1.225 | \N | \N | \N | \N | \N | 37 | RTC | 2019-09-02 18:00:00 | RTC | 2020-02-12 16:00:00
38 | 38 | Enercon | 12 | E53-0.8MW | 6 | \N | \N | \N | \N | 2 | 25 | 13 | 810 | 1.225 | \N | \N | \N | \N | GA UK | 38 | RTC | 2019-09-02 18:00:00 | RTC | 2022-01-11 14:00:00
39 | 39 | Enercon | 12 | E40-0.6MW | 4 | \N | \N | \N | \N | 3 | 25 | 13 | 600 | \N | \N | \N | \N | \N | \N | 39 | RTC | 2019-09-02 18:00:00 | RTC | 2019-09-02 18:00:00
40 | 40 | Senvion | 46 | M104-3.4MW | 2 | \N | \N | \N | \N | 4 | 25 | 13 | 3400 | \N | \N | \N | \N | \N | \N | 40 | RTC | 2019-09-02 18:00:00 | RTC | 2019-09-02 18:00:00
41 | 41 | Gamesa | 17 | G80-2.0MW | 18 | \N | \N | \N | \N | 4 | 25 | 14 | 2000 | 1.225 | \N | \N | pitch | Full Prod | Manufacturer | 41 | RTC | 2019-09-02 18:00:00 | RTC | 2019-09-02 18:00:00
42 | 42 | Gamesa | 17 | G90-2.0MW | 20 | \N | \N | \N | \N | 3 | 21 | 13 | 2000 | \N | \N | \N | \N | \N | \N | 42 | RTC | 2019-09-02 18:00:00 | RTC | 2019-09-02 18:00:00
43 | 43 | Gamesa | 17 | G90-2.0MW | 20 | \N | \N | \N | \N | 3 | 21 | 13 | 2000 | \N | \N | \N | \N | \N | \N | 43 | RTC | 2019-09-02 18:00:00 | RTC | 2019-09-02 18:00:00
44 | 44 | Senvion | 46 | MM92-2.05MW | 29 | \N | \N | \N | \N | 3 | 24 | 12 | 2050 | 1.225 | \N | \N | \N | \N | GA UK | 44 | RTC | 2019-09-02 18:00:00 | RTC | 2022-01-11 14:00:00
45 | 45 | Vestas | 57 | V90-2.0MW | 58 | \N | \N | \N | \N | 4 | 25 | 12 | 2000 | \N | \N | \N | \N | \N | \N | 45 | RTC | 2019-09-02 18:00:00 | RTC | 2019-09-02 18:00:00
46 | 46 | Nordex | 34 | N90-2.3MW | 38 | \N | \N | \N | \N | 4 | 25 | 13 | 2300 | \N | \N | \N | \N | \N | \N | 46 | RTC | 2019-09-02 18:00:00 | RTC | 2019-09-02 18:00:00
47 | 47 | Vestas | 57 | V90-3.0MW | 59 | 50Hz- Noise Mode 0 - 109.4 dB(A) | 950011.R9 | \N | 2015-11-16 | 4 | 25 | 15 | 3000 | 1.18 | \N | \N | pitch | \N | Vestas | 47 | RTC | 2019-09-02 18:00:00 | RTC | 2019-09-02 18:00:00
48 | 48 | Vestas | 57 | V80-2.0MW | 57 | \N | \N | \N | \N | 4 | 25 | 13 | 2000 | 1.21 | \N | \N | \N | \N | GA UK | 48 | RTC | 2019-09-02 18:00:00 | RTC | 2022-01-11 14:00:00
49 | 49 | Vestas | 57 | V80-2.0MW | 57 | \N | \N | \N | \N | 4 | 25 | 14 | 2000 | \N | \N | \N | \N | \N | \N | 49 | RTC | 2019-09-02 18:00:00 | RTC | 2019-09-02 18:00:00
50 | 50 | Senvion | 46 | MM82-2.0MW | 28 | Specific to WALK (where a grid curtailment is active) | \N | \N | \N | 3.5 | 25 | 13 | 1790 | 1.225 | \N | \N | pitch | \N | GA UK | 50 | RTC | 2019-09-02 18:00:00 | MUPO | 2023-01-24 10:00:00
51 | 51 | Enercon | 12 | E82-2.0MW | 9 | Contract Agreement EVOL | \N | \N | \N | 2 | 25 | 13 | 2050 | 1.225 | \N | \N | pitch | Full Prod | Contract Agreement EVOL | 89 | RTC | 2020-02-14 12:00:00 | RTC | 2020-02-14 12:00:00
52 | 52 | Enercon | 12 | E70-2.0MW | 7 | \N | \N | \N | \N | 2 | 25 | 14 | 2050 | \N | \N | \N | \N | \N | \N | 52 | RTC | 2019-09-02 18:00:00 | RTC | 2019-09-02 18:00:00
53 | 53 | Vestas | 57 | V52-0.85MW | 56 | \N | \N | \N | \N | 4 | 25 | 15 | 850 | 1.225 | \N | \N | \N | \N | GA UK | 53 | RTC | 2019-09-02 18:00:00 | RTC | 2022-01-11 14:00:00
54 | 54 | \N | \N | \N | \N | \N | \N | \N | \N | 2 | 25 | 13 | 2050 | \N | \N | \N | \N | \N | \N | 54 | RTC | 2019-09-02 18:00:00 | RTC | 2019-09-02 18:00:00
55 | 55 | Vestas | 57 | V80-2.0MW | 57 | \N | \N | \N | \N | 4 | 25 | 14 | 2000 | 1.2 | \N | \N | pitch | Full Prod | GA | 55 | RTC | 2019-09-02 18:00:00 | RTC | 2019-09-02 18:00:00
56 | 56 | Enercon | 12 | E82-2.3MW E2 | 10 | \N | \N | \N | \N | 2 | 25 | 14 | 2350 | 1.225 | \N | \N | pitch | \N | Enercon | 56 | RTC | 2019-09-02 18:00:00 | RTC | 2019-09-02 18:00:00
57 | 57 | Gamesa | 17 | G90-2.0MW | 20 | 101.6dB-Level1 | \N | \N | \N | 3 | 25 | 17 | 2000 | 1.225 | \N | \N | \N | \N | Manufacturer | 57 | RTC | 2019-09-02 18:00:00 | RTC | 2019-09-02 18:00:00
58 | 58 | Gamesa | 17 | G90-2.0MW | 20 | 102.1dB-Level2 | \N | \N | \N | 3 | 25 | 17 | 2000 | 1.225 | \N | \N | \N | \N | Manufacturer | 58 | RTC | 2019-09-02 18:00:00 | RTC | 2019-09-02 18:00:00
59 | 59 | Gamesa | 17 | G90-2.0MW | 20 | 102.8dB-Level3 | \N | \N | \N | 3 | 25 | 16 | 2000 | 1.225 | \N | \N | \N | \N | Manufacturer | 59 | RTC | 2019-09-02 18:00:00 | RTC | 2019-09-02 18:00:00
60 | 60 | Gamesa | 17 | G90-2.0MW | 20 | 103.6dB-Level4 | \N | \N | \N | 3 | 25 | 16 | 2000 | 1.225 | \N | \N | \N | \N | Manufacturer | 60 | RTC | 2019-09-02 18:00:00 | RTC | 2019-09-02 18:00:00
61 | 61 | Gamesa | 17 | G90-2.0MW | 20 | 104.6dB-Level5 | \N | \N | \N | 3 | 25 | 16 | 2000 | 1.225 | \N | \N | \N | \N | Manufacturer | 61 | RTC | 2019-09-02 18:00:00 | RTC | 2019-09-02 18:00:00
62 | 62 | \N | \N | \N | \N | \N | \N | \N | \N | 0 | 0 | 0 | 0 | \N | \N | \N | \N | \N | \N | 62 | RTC | 2019-09-02 18:00:00 | RTC | 2019-09-02 18:00:00
63 | 63 | Vestas | 57 | V90-3.0MW | 59 | SACU-Mode4 | \N | \N | \N | 4 | 25 | 16 | 3000 | 1.12 | \N | \N | \N | \N | \N | 63 | RTC | 2019-09-02 18:00:00 | RTC | 2019-09-02 18:00:00
64 | 64 | Vestas | 57 | V52-0.85MW | 56 | 100dB | \N | \N | \N | 4 | 25 | 16 | 850 | \N | \N | \N | \N | \N | \N | 64 | RTC | 2019-09-02 18:00:00 | RTC | 2019-09-02 18:00:00
65 | 65 | Vestas | 57 | V80-2.0MW | 57 | 101dB | \N | \N | \N | 4 | 25 | 16 | 2000 | \N | \N | \N | \N | \N | \N | 65 | RTC | 2019-09-02 18:00:00 | RTC | 2019-09-02 18:00:00
66 | 66 | Vestas | 57 | V80-2.0MW | 57 | 102dB | \N | \N | \N | 4 | 25 | 15 | 2000 | \N | \N | \N | \N | \N | \N | 66 | RTC | 2019-09-02 18:00:00 | RTC | 2019-09-02 18:00:00
67 | 67 | Vestas | 57 | V80-2.0MW | 57 | 102.5dB | \N | \N | \N | 4 | 25 | 15 | 2000 | \N | \N | \N | \N | \N | \N | 67 | RTC | 2019-09-02 18:00:00 | RTC | 2019-09-02 18:00:00
68 | 68 | Vestas | 57 | V80-2.0MW | 57 | 104dB | \N | \N | \N | 4 | 25 | 14 | 2000 | \N | \N | \N | \N | \N | \N | 68 | RTC | 2019-09-02 18:00:00 | RTC | 2019-09-02 18:00:00
69 | 69 | Vestas | 57 | V52-0.85MW | 56 | 101dB | \N | \N | \N | 4 | 25 | 15 | 850 | \N | \N | \N | \N | \N | \N | 69 | RTC | 2019-09-02 18:00:00 | RTC | 2019-09-02 18:00:00
70 | 70 | Vestas | 57 | V90-3.0MW | 59 | L1.M0.M0.30 | \N | \N | \N | 4 | 25 | 16 | 3000 | 1.09 | \N | \N | \N | \N | \N | 70 | RTC | 2019-09-02 18:00:00 | RTC | 2019-09-02 18:00:00
71 | 71 | Vestas | 57 | V90-3.0MW | 59 | L2.M0.M0.30 | \N | \N | \N | 4 | 25 | 16 | 3000 | 1.09 | \N | \N | \N | \N | \N | 71 | RTC | 2019-09-02 18:00:00 | RTC | 2019-09-02 18:00:00
72 | 72 | Vestas | 57 | V90-3.0MW | 59 | L3.M0.M0.30 | \N | \N | \N | 4 | 25 | 16 | 3000 | 1.09 | \N | \N | \N | \N | \N | 72 | RTC | 2019-09-02 18:00:00 | RTC | 2019-09-02 18:00:00
73 | 73 | Vestas | 57 | V90-3.0MW | 59 | L1.M0.L1.20 | \N | \N | \N | 4 | 25 | 16 | 2890 | 1.09 | \N | \N | \N | \N | \N | 73 | RTC | 2019-09-02 18:00:00 | RTC | 2019-09-02 18:00:00
74 | 74 | Senvion | 46 | MM82-2.0MW | 28 | SM I A | \N | \N | \N | 4 | 25 | 12 | 1220 | \N | \N | \N | \N | \N | \N | 74 | RTC | 2019-09-02 18:00:00 | RTC | 2019-09-02 18:00:00
75 | 75 | Senvion | 46 | MM82-2.0MW | 28 | SM II C | \N | \N | \N | 4 | 25 | 14 | 2050 | \N | \N | \N | \N | \N | \N | 75 | RTC | 2019-09-02 18:00:00 | RTC | 2019-09-02 18:00:00
76 | 76 | Vestas | 57 | V90-3.0MW | 59 | 50Hz-Noise Mode 2 - 106.8 dB(A) | 950011.R9 | \N | 2015-11-16 | 4 | 25 | 15 | 3000 | 1.18 | \N | \N | \N | Acoustic Curtailment | Vestas | 76 | RTC | 2019-09-02 18:00:00 | RTC | 2019-09-02 18:00:00
77 | 77 | Vestas | 57 | V90-3.0MW | 59 | 50Hz Noise Mode 4 - 102.8 dB(A) | 950011.R9 | \N | 2015-11-16 | 4 | 25 | 19 | 3000 | 1.18 | \N | \N | \N | Acoustic Curtailment | Vestas | 77 | RTC | 2019-09-02 18:00:00 | RTC | 2019-09-02 18:00:00
78 | 78 | Vestas | 57 | V100-2.2MW | 46 | \N | \N | \N | \N | 3 | 22 | 12 | 2200 | 1.225 | \N | \N | \N | \N | Vestas | 78 | RTC | 2019-09-02 18:00:00 | RTC | 2019-09-02 18:00:00
79 | 79 | Vestas | 57 | V90-3.0MW | 59 | 50 Hz-Noise Mode 3 - 104.4 dB(A) | 950011.R9 | \N | 2015-11-16 | 4 | 25 | 18 | 3000 | 1.12 | \N | \N | \N | Acoustic Curtailment | Vestas | 79 | RTC | 2019-09-02 18:00:00 | RTC | 2019-09-02 18:00:00
80 | 80 | Siemens | 48 | SWT2.3-93 | 44 | Standard Power Curve Rev 3 | \N | \N | \N | 4 | 25 | 12 | 2300 | 1.225 | \N | \N | \N | \N | Siemens | 80 | RTC | 2019-09-02 18:00:00 | RTC | 2019-09-02 18:00:00
81 | 81 | Vestas | 57 | V100-2.0MW | 45 | RZEP | \N | \N | \N | 3 | 22 | 11 | 2000 | 1.229 | \N | \N | \N | \N | Vestas PL | 81 | RTC | 2019-09-02 18:00:00 | RTC | 2019-09-02 18:00:00
82 | 82 | Vestas | 57 | V80-2.0MW | 57 | Mode 2 | 0004_7878_V04 | \N | \N | 4 | 25 | 16 | 2000 | 1.18 | \N | \N | \N | Acoustic Curtailment | GA | 82 | RTC | 2019-09-02 18:00:00 | FCDU | 2023-02-02 15:00:00
83 | 83 | Vestas | 57 | V80-2.0MW | 57 | Mode 4 | 0004_7878_V04 | \N | \N | 4 | 25 | 17 | 2000 | 1.18 | \N | \N | \N | Acoustic Curtailment | GA | 83 | RTC | 2019-09-02 18:00:00 | RTC | 2023-02-02 15:00:00
84 | 84 | Senvion | 46 | MM82-2.05MW | \N | \N | \N | \N | \N | 3.5 | 25 | 14 | 2050 | 1.225 | \N | \N | \N | \N | GA UK | 84 | RTC | 2019-09-02 18:00:00 | MUPO | 2023-01-24 10:00:00
85 | 85 | Vestas | 57 | V90-3.0MW | 59 | 50Hz-Noise Mode 4 - 102.8 dB(A) | 950011.R9 | \N | 2015-11-16 | 4 | 25 | 19 | 3000 | 1.12 | \N | \N | \N | Acoustic Curtailment | Vestas | 85 | RTC | 2019-09-02 18:00:00 | RTC | 2019-09-02 18:00:00
86 | 86 | Vestas | 57 | V90-3.0MW | 59 | 50Hz-Noise Mode 3 - 104.4 dB(A) | 950011.R9 | \N | 2015-11-16 | 4 | 25 | 17 | 3000 | 1.18 | \N | \N | \N | Acoustic Curtailment | Vestas | 86 | RTC | 2019-09-02 18:00:00 | RTC | 2019-09-02 18:00:00
87 | 87 | Vestas | 57 | V90-2.0MW | 58 | \N | \N | \N | \N | 4 | 25 | 13 | 2000 | 1.09 | \N | \N | pitch | Full Prod | GA FR | 152 | RTC | 2019-09-02 18:00:00 | RTC | 2020-02-12 16:00:00
88 | 88 | Vestas | 57 | V90-2.0MW | 58 | \N | \N | \N | \N | 4 | 25 | 13 | 2000 | \N | \N | \N | \N | \N | \N | \N | RTC | 2019-09-02 18:00:00 | RTC | 2019-09-02 18:00:00
89 | 89 | Vestas | 57 | V117-3.3MW | 51 | \N | \N | \N | \N | 3 | 25 | 12 | 3300 | \N | \N | \N | \N | \N | \N | \N | RTC | 2019-09-02 18:00:00 | RTC | 2019-09-02 18:00:00
90 | 90 | Vestas | 57 | V126-3.3MW | 53 | \N | \N | \N | \N | 3 | 25 | 11 | 3300 | 1.225 | \N | \N | \N | \N | \N | 154 | RTC | 2019-09-02 18:00:00 | AELX | 2022-09-07 12:00:00
91 | 91 | \N | \N | \N | \N | \N | \N | \N | \N | 3 | 25 | 13 | 3600 | \N | \N | \N | \N | \N | \N | \N | RTC | 2019-09-02 18:00:00 | RTC | 2019-09-02 18:00:00
92 | 92 | Gamesa | 17 | G97-2.0MW | 21 | \N | \N | \N | \N | 3 | 23 | 11 | 2000 | \N | \N | \N | \N | \N | \N | \N | RTC | 2019-09-02 18:00:00 | RTC | 2019-09-02 18:00:00
93 | 93 | Gamesa | 17 | G58-0.85MW | 17 | \N | \N | \N | \N | 3 | 21 | 13 | 850 | \N | \N | \N | \N | \N | \N | \N | RTC | 2019-09-02 18:00:00 | RTC | 2019-09-02 18:00:00
94 | 94 | Gamesa | 17 | G58-0.85MW | 17 | \N | \N | \N | \N | 3 | 23 | 14 | 850 | \N | \N | \N | \N | \N | \N | \N | RTC | 2019-09-02 18:00:00 | RTC | 2019-09-02 18:00:00
95 | 95 | Vestas | 57 | V100-2.2MW | 46 | \N | \N | \N | \N | 3 | 22 | 12 | 2200 | \N | \N | \N | \N | \N | \N | \N | RTC | 2019-09-02 18:00:00 | RTC | 2019-09-02 18:00:00
96 | 96 | Nordex | 34 | N117-3.6MW | 32 | \N | \N | \N | \N | 3 | 25 | 13 | 3600 | \N | \N | \N | \N | \N | \N | 120 | RTC | 2019-09-02 18:00:00 | RTC | 2019-09-02 18:00:00
97 | 97 | Nordex | 34 | N100-3.3MW | 31 | \N | \N | \N | \N | 4 | 25 | 14 | 3300 | \N | \N | \N | \N | \N | \N | 121 | RTC | 2019-09-02 18:00:00 | RTC | 2019-09-02 18:00:00
98 | 98 | Enercon | 12 | E82-3.0MW | 11 | Full Prod (106.4 dBA) | \N | \N | \N | 3 | 25 | 16 | 3020 | \N | \N | \N | pitch | Full Prod | GA FR | 177 | RTC | 2019-09-02 18:00:00 | RTC | 2019-09-02 18:00:00
99 | 99 | Nordex | 34 | N90-2.3MW | 38 | HMEL CBES | \N | \N | \N | 4 | 25 | 13 | 2500 | \N | \N | \N | \N | \N | Pascal Digon | 97 | RTC | 2019-09-02 18:00:00 | RTC | 2019-09-02 18:00:00
100 | 100 | Vestas | 57 | V90-2.0MW | 58 | \N | \N | \N | \N | 4 | 25 | 13 | 2000 | 1.15 | \N | \N | \N | \N | \N | 95 | RTC | 2019-09-02 18:00:00 | RTC | 2019-09-02 18:00:00
101 | 101 | Vestas | 57 | V90-3.0MW | 59 | SGLM | \N | \N | \N | 4 | 25 | 15 | 3000 | 1.147528 | \N | \N | \N | \N | PDA ITALY | 101 | RTC | 2019-09-02 18:00:00 | RTC | 2019-09-02 18:00:00
102 | 102 | Senvion | 46 | MD70-1.5MW | 25 | \N | \N | \N | \N | 4 | 25 | 13 | 1500 | 1.225 | \N | \N | \N | \N | DOE SAMI | 98 | RTC | 2019-09-02 18:00:00 | RTC | 2019-09-02 18:00:00
103 | 103 | Enercon | 12 | E82-2.3MW E2 | 10 | Grid Limitation | \N | \N | \N | 2 | 25 | 12 | 2100 | 1.225 | \N | \N | \N | Load Curtailment | Monthly report FERN | 87 | RTC | 2019-09-02 18:00:00 | RTC | 2019-09-02 18:00:00
104 | 104 | Enercon | 12 | E82-2.3MW E2 | 10 | Grid Limitation | \N | \N | \N | 2 | 25 | 13 | 2200 | 1.225 | \N | \N | \N | Load Curtailment | Monthly report FLOR | 88 | RTC | 2019-09-02 18:00:00 | RTC | 2019-09-02 18:00:00
105 | 105 | Senvion | 46 | M114-3.2MW | 1 | \N | \N | \N | \N | 3 | 22 | 13 | 3200 | \N | \N | \N | \N | \N | WHT | 96 | RTC | 2019-09-02 18:00:00 | RTC | 2019-09-02 18:00:00
106 | 106 | Vestas | 57 | V90-3.0MW | 59 | L4.M0.M0.30 | \N | \N | \N | 4 | 25 | 18 | 3000 | 1.09 | \N | \N | \N | \N | \N | 90 | RTC | 2019-09-02 18:00:00 | RTC | 2019-09-02 18:00:00
107 | 107 | Vestas | 57 | V90-3.0MW | 59 | L4.M0.L2.16 | \N | \N | \N | 4 | 25 | 16 | 2710 | 1.09 | \N | \N | \N | \N | \N | 91 | RTC | 2019-09-02 18:00:00 | RTC | 2019-09-02 18:00:00
108 | 108 | Vestas | 57 | V90-3.0MW | 59 | L4.M0.L1.18 | \N | \N | \N | 4 | 25 | 17 | 2890 | 1.09 | \N | \N | \N | \N | \N | 92 | RTC | 2019-09-02 18:00:00 | RTC | 2019-09-02 18:00:00
109 | 114 | Gamesa | 17 | G87-2.0MW | 19 | 101.6bB-Level1-Calc | \N | \N | \N | 4 | 25 | 17 | 2000 | 1.21 | \N | \N | \N | Acoustic Curtailment | Manufacturer | 114 | RTC | 2019-09-02 18:00:00 | RTC | 2019-09-02 18:00:00
110 | 115 | Gamesa | 17 | G87-2.0MW | 19 | 102.1bB-Level2-Calc | \N | \N | \N | 3 | 25 | 15 | 2000 | 1.21 | \N | \N | \N | Acoustic Curtailment | Manufacturer | 115 | RTC | 2019-09-02 18:00:00 | RTC | 2019-09-02 18:00:00
111 | 116 | Gamesa | 17 | G87-2.0MW | 19 | 102.8bB-Level3-Calc | \N | \N | \N | 3 | 25 | 15 | 2000 | 1.21 | \N | \N | \N | Acoustic Curtailment | Manufacturer | 116 | RTC | 2019-09-02 18:00:00 | RTC | 2019-09-02 18:00:00
112 | 117 | Gamesa | 17 | G87-2.0MW | 19 | 103.6bB-Level4-Calc | \N | \N | \N | 3 | 25 | 15 | 2000 | 1.21 | \N | \N | \N | Acoustic Curtailment | Manufacturer | 117 | RTC | 2019-09-02 18:00:00 | RTC | 2019-09-02 18:00:00
113 | 118 | Gamesa | 17 | G87-2.0MW | 19 | 104.6bB-Level5-Calc | \N | \N | \N | 3 | 25 | 14 | 2000 | 1.21 | \N | \N | \N | Acoustic Curtailment | Manufacturer | 118 | RTC | 2019-09-02 18:00:00 | RTC | 2019-09-02 18:00:00
114 | 119 | Vestas | 57 | V90-3.0MW | 59 | WPO Reference Curve (PERD WT13-20) | \N | \N | \N | 4 | 25 | 16 | 3000 | 1.09 | \N | \N | \N | \N | \N | 94 | RTC | 2019-09-02 18:00:00 | RTC | 2019-09-02 18:00:00
115 | 120 | Vestas | 57 | V105-3.45MW | 47 | Ref curve of BECK | \N | \N | \N | 3 | 25 | 14 | 3450 | 1.225 | \N | \N | \N | \N | GA UK | 99 | RTC | 2019-09-02 18:00:00 | RTC | 2022-01-11 14:00:00
116 | 122 | Vestas | 57 | V90-3.0MW | 59 | AAO2 ECO (26) | \N | \N | \N | 4 | 26 | 16 | 3000 | 1.18 | \N | \N | pitch | Full Prod | GA UK | 122 | RTC | 2020-02-14 12:00:00 | RTC | 2020-02-14 12:00:00
117 | 123 | Vestas | 57 | V90-3.0MW | 59 | AAO2 ECO (26.5) | \N | \N | \N | 4 | 26.5 | 16 | 3000 | 1.18 | \N | \N | pitch | Full Prod | GA UK | 123 | RTC | 2020-02-14 12:00:00 | RTC | 2020-02-14 12:00:00
118 | 124 | Vestas | 57 | V90-3.0MW | 59 | AAO2 ECO (27) | \N | \N | \N | 4 | 27 | 16 | 3000 | 1.18 | \N | \N | pitch | Full Prod | GA UK | 124 | RTC | 2020-02-14 12:00:00 | RTC | 2020-02-14 12:00:00
119 | 125 | Vestas | 57 | V90-3.0MW | 59 | AAO2 ECO (27.5) | \N | \N | \N | 4 | 27.5 | 16 | 3000 | 1.18 | \N | \N | pitch | Full Prod | GA UK | 125 | RTC | 2020-02-14 12:00:00 | RTC | 2020-02-14 12:00:00
120 | 126 | Vestas | 57 | V90-3.0MW | 59 | AAO2 ECO (28) | \N | \N | \N | 4 | 28 | 16 | 3000 | 1.18 | \N | \N | pitch | Full Prod | GA UK | 126 | RTC | 2020-02-14 12:00:00 | RTC | 2020-02-14 12:00:00
121 | 127 | Vestas | 57 | V90-3.0MW | 59 | AAO2 ECO (28.5) | \N | \N | \N | 4 | 28.5 | 16 | 3000 | 1.18 | \N | \N | pitch | Full Prod | GA UK | 127 | RTC | 2020-02-14 12:00:00 | RTC | 2020-02-14 12:00:00
122 | 128 | Vestas | 57 | V90-3.0MW | 59 | AAO2 ECO WSM | \N | \N | \N | 4 | 14 | 14 | 2957 | 1.18 | \N | \N | pitch | Wind Sector Management | GA UK | 128 | RTC | 2020-02-14 12:00:00 | RTC | 2020-02-14 12:00:00
123 | 137 | Vestas | 57 | V90-3.0MW | 59 | CDBO | \N | \N | \N | 4 | 25 | 16 | 3000 | \N | \N | \N | pitch | Full Prod | GA FR | 137 | RTC | 2020-02-12 16:00:00 | RTC | 2020-02-12 16:00:00
124 | 138 | Vestas | 57 | V90-3.0MW | 59 | CDBO Mode 3 | \N | \N | \N | 4 | 25 | 19 | 3000 | \N | \N | \N | pitch | Curtailment | GA FR | 138 | RTC | 2020-02-12 16:00:00 | RTC | 2020-02-12 16:00:00
125 | 151 | Nordex | 34 | N80-2.4MW | 37 | \N | \N | \N | \N | 4 | 24 | 14 | 2400 | 1.225 | \N | \N | pitch | Full Prod | GA FR | 151 | RTC | 2020-02-12 16:00:00 | RTC | 2020-02-12 16:00:00
126 | 153 | Vestas | 57 | V90-2.0MW | 58 | \N | \N | \N | \N | 4 | 25 | 14 | 2000 | 1.225 | \N | \N | pitch | Full Prod | GA FR | 153 | RTC | 2020-02-12 16:00:00 | RTC | 2020-02-12 16:00:00
127 | 198 | Enercon | 12 | E44-0.9MW | 5 | Full Prod (106.4 dBA) | \N | \N | \N | 3 | 25 | 17 | 910 | 1.225 | \N | \N | pitch | Full Prod | E-DC | 198 | RTC | 2020-09-15 16:00:00 | RTC | 2020-09-15 16:00:00
128 | 179 | Nordex | 34 | N131-3.6MW | 33 | 106.4 dB(A) Mode 0 (Power Curve Warranty) | SEE_FR105907_423_00 | Rev00 | 2018-10-16 | 3 | 25 | 12 | 3600 | 1.225 | \N | \N | pitch | Full Prod | Manufacturer | 179 | RTC | 2020-09-15 16:00:00 | RTC | 2020-09-15 16:00:00
129 | 180 | Vestas | 57 | V100-2.2MW | 46 | \N | \N | \N | \N | 3 | 20 | 12 | 2200 | 1.225 | \N | \N | pitch | \N | GA BE | 100 | RTC | 2020-11-20 14:00:00 | RTC | 2020-11-20 14:00:00
130 | 181 | Gamesa | 17 | G114-2.1MW | 15 | G114 STD 2 | GD245673-en | Initial Version | 4/14/2015 | 3 | 20 | 13 | 2000 | 1.225 | \N | \N | pitch | \N | GA CH | 203 | MUPO | 2020-11-20 14:00:00 | MUPO | 2021-10-22 16:00:00
131 | 199 | GE | 120 | Haliade 150-6MW | 24 | \N | \N | \N | \N | 3 | 25 | 16.5 | 6000 | 1.22 | \N | \N | pitch | Full Prod | AO Offshore | \N | QCL | 2020-12-16 13:00:00 | QCL | 2022-04-27 12:00:00
132 | 200 | Vestas | 57 | V164- 8.3 MW | 54 | \N | \N | \N | \N | 4 | 25 | 14 | 8300 | 1.25 | \N | \N | pitch | Full Prod | E-DC | 204 | RTC | 2021-05-04 14:00:00 | RTC | 2021-05-04 14:00:00
133 | 201 | Vestas | 57 | V112-3.45MW | 50 | Mk3A BWC | \N | \N | \N | 3 | 25 | 14 | 3450 | \N | \N | \N | pitch | Full Prod | Wouter Holbercht | 196 | RTC | 2021-05-04 14:00:00 | RTC | 2021-05-04 14:00:00
134 | 202 | GE | 120 | GE 3.2 MW | 23 | GE 3.2-103 Baseline | \N | \N | \N | 3 | 25 | 16 | 3230 | 1.225 | \N | \N | pitch | Full Prod | GA UK | 130 | RTC | 2021-05-05 14:00:00 | RTC | 2021-05-05 14:00:00
135 | 203 | GE | 120 | GE 3.2 MW | 23 | GE 3.2-103 Noise Reduction Operation [104 dBA] | \N | \N | \N | 3 | 25 | 15 | 3110 | 1.225 | \N | \N | pitch | Acoustic Curtailment | GA UK | 131 | RTC | 2021-05-05 14:00:00 | RTC | 2021-05-05 14:00:00
136 | 204 | GE | 120 | GE 2.85MW | 22 | GE 2.85-103 Baseline | \N | \N | \N | 3 | 25 | 14 | 2850 | 1.225 | \N | \N | pitch | Full Prod | GA UK | 129 | RTC | 2021-05-05 14:00:00 | RTC | 2021-05-05 14:00:00
137 | 205 | Vestas | 57 | V117-3.45MW | 52 | V117 - 3.45 MW - full power | \N | \N | \N | 3 | 24 | 13 | 3450 | \N | \N | \N | pitch | Full Prod | E-DC | 209 | RTC | 2021-05-05 14:00:00 | RTC | 2021-05-05 14:00:00
138 | 206 | Vestas | 57 | V117-3.45MW | 52 | V117 - 3.3 MW | \N | \N | \N | 3 | 25 | 13 | 3300 | 1.21 | \N | \N | pitch | \N | E-DC | 211 | RTC | 2021-05-05 14:00:00 | RTC | 2021-05-05 14:00:00
139 | 207 | Nordex | 34 | N50-800kW | \N | N50-800kW - full power | \N | \N | \N | 4 | 25 | 16 | 842 | 1.225 | \N | \N | stall | Full Prod | GA UK | 195 | RTC | 2021-06-17 18:00:00 | RTC | 2021-06-17 18:00:00
140 | 300001 | Vestas | 57 | V90-3.0MW | 59 | measured_minimum_2020 | \N | \N | \N | 0 | 30 | \N | \N | 1.105 | \N | \N | \N | Full Prod | omega-perf | \N | maurc | 2021-08-02 16:41:00 | maurc | 2021-12-03 11:00:00
141 | 300002 | Vestas | 57 | V90-3.0MW | 59 | measured_minimum_2020 | \N | \N | \N | 0 | 30 | \N | \N | 1.103 | \N | \N | \N | Full Prod | omega-perf | \N | maurc | 2021-08-02 16:41:00 | maurc | 2021-12-03 11:00:00
142 | 300003 | Vestas | 57 | V90-3.0MW | 59 | measured_minimum_2020 | \N | \N | \N | 0 | 30 | \N | \N | 1.104 | \N | \N | \N | Full Prod | omega-perf | \N | maurc | 2021-08-02 16:41:00 | maurc | 2021-12-03 11:00:00
143 | 300004 | Vestas | 57 | V90-3.0MW | 59 | measured_minimum_2020 | \N | \N | \N | 0 | 30 | \N | \N | 1.105 | \N | \N | \N | Full Prod | omega-perf | \N | maurc | 2021-08-02 16:41:00 | maurc | 2021-12-03 11:00:00
144 | 300101 | Nordex | 34 | N90-2.3MW | 38 | measured_minimum_2020 | \N | \N | \N | 0 | 30 | \N | \N | 1.202 | \N | \N | \N | Full Prod | omega-perf | \N | maurc | 2021-08-02 16:41:00 | maurc | 2021-12-03 11:00:00
145 | 300102 | Nordex | 34 | N90-2.3MW | 38 | measured_minimum_2020 | \N | \N | \N | 0 | 30 | \N | \N | 1.203 | \N | \N | \N | Full Prod | omega-perf | \N | maurc | 2021-08-02 16:41:00 | maurc | 2021-12-03 11:00:00
146 | 300103 | Nordex | 34 | N90-2.3MW | 38 | measured_minimum_2020 | \N | \N | \N | 0 | 30 | \N | \N | 1.203 | \N | \N | \N | Full Prod | omega-perf | \N | maurc | 2021-08-02 16:41:00 | maurc | 2021-12-03 11:00:00
147 | 300104 | Nordex | 34 | N90-2.3MW | 38 | measured_minimum_2020 | \N | \N | \N | 0 | 30 | \N | \N | 1.203 | \N | \N | \N | Full Prod | omega-perf | \N | maurc | 2021-08-02 16:41:00 | maurc | 2021-12-03 11:00:00
148 | 300105 | Nordex | 34 | N90-2.3MW | 38 | measured_minimum_2020 | \N | \N | \N | 0 | 30 | \N | \N | 1.203 | \N | \N | \N | Full Prod | omega-perf | \N | maurc | 2021-08-02 16:41:00 | maurc | 2021-12-03 11:00:00
149 | 300201 | Senvion | 46 | MM70-2.0MW | 27 | measured_minimum_2020 | \N | \N | \N | 0 | 30 | \N | \N | 1.202 | \N | \N | \N | Full Prod | omega-perf | \N | maurc | 2021-08-02 16:41:00 | maurc | 2021-12-03 11:00:00
150 | 300202 | Senvion | 46 | MM70-2.0MW | 27 | measured_minimum_2020 | \N | \N | \N | 0 | 30 | \N | \N | 1.201 | \N | \N | \N | Full Prod | omega-perf | \N | maurc | 2021-08-02 16:41:00 | maurc | 2021-12-03 11:00:00
151 | 300203 | Senvion | 46 | MM70-2.0MW | 27 | measured_minimum_2020 | \N | \N | \N | 0 | 30 | \N | \N | 1.202 | \N | \N | \N | Full Prod | omega-perf | \N | maurc | 2021-08-02 16:41:00 | maurc | 2021-12-03 11:00:00
152 | 300204 | Senvion | 46 | MM70-2.0MW | 27 | measured_minimum_2020 | \N | \N | \N | 0 | 30 | \N | \N | 1.201 | \N | \N | \N | Full Prod | omega-perf | \N | maurc | 2021-08-02 16:41:00 | maurc | 2021-12-03 11:00:00
153 | 300205 | Senvion | 46 | MM70-2.0MW | 27 | measured_minimum_2020 | \N | \N | \N | 0 | 30 | \N | \N | 1.199 | \N | \N | \N | Full Prod | omega-perf | \N | maurc | 2021-08-02 16:41:00 | maurc | 2021-12-03 11:00:00
154 | 300211 | Senvion | 46 | MM70-2.0MW | 27 | measured_minimum_2020 | \N | \N | \N | 0 | 30 | \N | \N | 1.198 | \N | \N | \N | Full Prod | omega-perf | \N | maurc | 2021-08-02 16:41:00 | maurc | 2021-12-03 11:00:00
155 | 300301 | Vestas | 57 | V80-2.0MW | 57 | measured_minimum_2020 | \N | \N | \N | 0 | 30 | \N | \N | 1.2 | \N | \N | \N | Full Prod | omega-perf | \N | maurc | 2021-08-02 16:41:00 | maurc | 2021-12-03 11:00:00
156 | 300302 | Vestas | 57 | V80-2.0MW | 57 | measured_minimum_2020 | \N | \N | \N | 0 | 30 | \N | \N | 1.201 | \N | \N | \N | Full Prod | omega-perf | \N | maurc | 2021-08-02 16:41:00 | maurc | 2021-12-03 11:00:00
157 | 300303 | Vestas | 57 | V80-2.0MW | 57 | measured_minimum_2020 | \N | \N | \N | 0 | 30 | \N | \N | 1.2 | \N | \N | \N | Full Prod | omega-perf | \N | maurc | 2021-08-02 16:41:00 | maurc | 2021-12-03 11:00:00
158 | 300304 | Vestas | 57 | V80-2.0MW | 57 | measured_minimum_2020 | \N | \N | \N | 0 | 30 | \N | \N | 1.198 | \N | \N | \N | Full Prod | omega-perf | \N | maurc | 2021-08-02 16:41:00 | maurc | 2021-12-03 11:00:00
159 | 300305 | Vestas | 57 | V80-2.0MW | 57 | measured_minimum_2020 | \N | \N | \N | 0 | 30 | \N | \N | 1.192 | \N | \N | \N | Full Prod | omega-perf | \N | maurc | 2021-08-02 16:41:00 | maurc | 2021-12-03 11:00:00
160 | 300306 | Vestas | 57 | V80-2.0MW | 57 | measured_minimum_2020 | \N | \N | \N | 0 | 30 | \N | \N | 1.19 | \N | \N | \N | Full Prod | omega-perf | \N | maurc | 2021-08-02 16:41:00 | maurc | 2021-12-03 11:00:00
161 | 300307 | Vestas | 57 | V80-2.0MW | 57 | measured_minimum_2020 | \N | \N | \N | 0 | 30 | \N | \N | 1.19 | \N | \N | \N | Full Prod | omega-perf | \N | maurc | 2021-08-02 16:41:00 | maurc | 2021-12-03 11:00:00
162 | 300406 | Senvion | 46 | MM70-2.0MW | 27 | measured_minimum_2020 | \N | \N | \N | 0 | 30 | \N | \N | 1.202 | \N | \N | \N | Full Prod | omega-perf | \N | maurc | 2021-08-02 16:41:00 | maurc | 2021-12-03 11:00:00
163 | 300407 | Senvion | 46 | MM70-2.0MW | 27 | measured_minimum_2020 | \N | \N | \N | 0 | 30 | \N | \N | 1.201 | \N | \N | \N | Full Prod | omega-perf | \N | maurc | 2021-08-02 16:41:00 | maurc | 2021-12-03 11:00:00
164 | 300408 | Senvion | 46 | MM70-2.0MW | 27 | measured_minimum_2020 | \N | \N | \N | 0 | 30 | \N | \N | 1.202 | \N | \N | \N | Full Prod | omega-perf | \N | maurc | 2021-08-02 16:41:00 | maurc | 2021-12-03 11:00:00
165 | 300409 | Senvion | 46 | MM70-2.0MW | 27 | measured_minimum_2020 | \N | \N | \N | 0 | 30 | \N | \N | 1.199 | \N | \N | \N | Full Prod | omega-perf | \N | maurc | 2021-08-02 16:41:00 | maurc | 2021-12-03 11:00:00
166 | 300410 | Senvion | 46 | MM70-2.0MW | 27 | measured_minimum_2020 | \N | \N | \N | 0 | 30 | \N | \N | 1.198 | \N | \N | \N | Full Prod | omega-perf | \N | maurc | 2021-08-02 16:41:00 | maurc | 2021-12-03 11:00:00
167 | 300501 | Enercon | 12 | E70-2.0MW | 7 | measured_minimum_2020 | \N | \N | \N | 0 | 30 | \N | \N | 1.072 | \N | \N | \N | Full Prod | omega-perf | \N | maurc | 2021-08-02 16:41:00 | maurc | 2021-12-03 11:00:00
168 | 300502 | Enercon | 12 | E70-2.0MW | 7 | measured_minimum_2020 | \N | \N | \N | 0 | 30 | \N | \N | 1.071 | \N | \N | \N | Full Prod | omega-perf | \N | maurc | 2021-08-02 16:41:00 | maurc | 2021-12-03 11:00:00
169 | 300503 | Enercon | 12 | E70-2.0MW | 7 | measured_minimum_2020 | \N | \N | \N | 0 | 30 | \N | \N | 1.07 | \N | \N | \N | Full Prod | omega-perf | \N | maurc | 2021-08-02 16:41:00 | maurc | 2021-12-03 11:00:00
170 | 300504 | Enercon | 12 | E70-2.0MW | 7 | measured_minimum_2020 | \N | \N | \N | 0 | 30 | \N | \N | 1.069 | \N | \N | \N | Full Prod | omega-perf | \N | maurc | 2021-08-02 16:41:00 | maurc | 2021-12-03 11:00:00
171 | 300505 | Enercon | 12 | E70-2.0MW | 7 | measured_minimum_2020 | \N | \N | \N | 0 | 30 | \N | \N | 1.068 | \N | \N | \N | Full Prod | omega-perf | \N | maurc | 2021-08-02 16:41:00 | maurc | 2021-12-03 11:00:00
172 | 300506 | Enercon | 12 | E70-2.0MW | 7 | measured_minimum_2020 | \N | \N | \N | 0 | 30 | \N | \N | 1.067 | \N | \N | \N | Full Prod | omega-perf | \N | maurc | 2021-08-02 16:41:00 | maurc | 2021-12-03 11:00:00
173 | 300601 | Vestas | 57 | V90-2.0MW | 58 | measured_minimum_2020 | \N | \N | \N | 0 | 30 | \N | \N | 1.142 | \N | \N | \N | Full Prod | omega-perf | \N | maurc | 2021-08-02 16:41:00 | maurc | 2021-12-03 11:00:00
174 | 300602 | Vestas | 57 | V90-2.0MW | 58 | measured_minimum_2020 | \N | \N | \N | 0 | 30 | \N | \N | 1.141 | \N | \N | \N | Full Prod | omega-perf | \N | maurc | 2021-08-02 16:41:00 | maurc | 2021-12-03 11:00:00
175 | 300603 | Vestas | 57 | V90-2.0MW | 58 | measured_minimum_2020 | \N | \N | \N | 0 | 30 | \N | \N | 1.137 | \N | \N | \N | Full Prod | omega-perf | \N | maurc | 2021-08-02 16:41:00 | maurc | 2021-12-03 11:00:00
176 | 300604 | Vestas | 57 | V90-2.0MW | 58 | measured_minimum_2020 | \N | \N | \N | 0 | 30 | \N | \N | 1.134 | \N | \N | \N | Full Prod | omega-perf | \N | maurc | 2021-08-02 16:41:00 | maurc | 2021-12-03 11:00:00
177 | 300605 | Vestas | 57 | V90-2.0MW | 58 | measured_minimum_2020 | \N | \N | \N | 0 | 30 | \N | \N | 1.13 | \N | \N | \N | Full Prod | omega-perf | \N | maurc | 2021-08-02 16:41:00 | maurc | 2021-12-03 11:00:00
178 | 300606 | Vestas | 57 | V90-2.0MW | 58 | measured_minimum_2020 | \N | \N | \N | 0 | 30 | \N | \N | 1.132 | \N | \N | \N | Full Prod | omega-perf | \N | maurc | 2021-08-02 16:41:00 | maurc | 2021-12-03 11:00:00
179 | 300607 | Vestas | 57 | V90-2.0MW | 58 | measured_minimum_2020 | \N | \N | \N | 0 | 30 | \N | \N | 1.132 | \N | \N | \N | Full Prod | omega-perf | \N | maurc | 2021-08-02 16:41:00 | maurc | 2021-12-03 11:00:00
180 | 300608 | Vestas | 57 | V90-2.0MW | 58 | measured_minimum_2020 | \N | \N | \N | 0 | 30 | \N | \N | 1.132 | \N | \N | \N | Full Prod | omega-perf | \N | maurc | 2021-08-02 16:41:00 | maurc | 2021-12-03 11:00:00
181 | 300609 | Vestas | 57 | V90-2.0MW | 58 | measured_minimum_2020 | \N | \N | \N | 0 | 30 | \N | \N | 1.131 | \N | \N | \N | Full Prod | omega-perf | \N | maurc | 2021-08-02 16:41:00 | maurc | 2021-12-03 11:00:00
182 | 300610 | Vestas | 57 | V90-2.0MW | 58 | measured_minimum_2020 | \N | \N | \N | 0 | 30 | \N | \N | 1.13 | \N | \N | \N | Full Prod | omega-perf | \N | maurc | 2021-08-02 16:41:00 | maurc | 2021-12-03 11:00:00
183 | 300701 | Nordex | 34 | N90-2.5MW | 39 | measured_minimum_2020 | \N | \N | \N | 0 | 30 | \N | \N | 1.202 | \N | \N | \N | Full Prod | omega-perf | \N | maurc | 2021-08-02 16:41:00 | maurc | 2021-12-03 11:00:00
184 | 300702 | Nordex | 34 | N90-2.5MW | 39 | measured_minimum_2020 | \N | \N | \N | 0 | 30 | \N | \N | 1.203 | \N | \N | \N | Full Prod | omega-perf | \N | maurc | 2021-08-02 16:41:00 | maurc | 2021-12-03 11:00:00
185 | 300703 | Nordex | 34 | N90-2.5MW | 39 | measured_minimum_2020 | \N | \N | \N | 0 | 30 | \N | \N | 1.2 | \N | \N | \N | Full Prod | omega-perf | \N | maurc | 2021-08-02 16:41:00 | maurc | 2021-12-03 11:00:00
186 | 300704 | Nordex | 34 | N90-2.5MW | 39 | measured_minimum_2020 | \N | \N | \N | 0 | 30 | \N | \N | 1.201 | \N | \N | \N | Full Prod | omega-perf | \N | maurc | 2021-08-02 16:41:00 | maurc | 2021-12-03 11:00:00
187 | 300801 | Enercon | 12 | E70-2.3MW | 8 | measured_minimum_2020 | \N | \N | \N | 0 | 30 | \N | \N | 1.224 | \N | \N | \N | Full Prod | omega-perf | \N | maurc | 2021-08-02 16:41:00 | maurc | 2021-12-03 11:00:00
188 | 300802 | Enercon | 12 | E70-2.3MW | 8 | measured_minimum_2020 | \N | \N | \N | 0 | 30 | \N | \N | 1.224 | \N | \N | \N | Full Prod | omega-perf | \N | maurc | 2021-08-02 16:41:00 | maurc | 2021-12-03 11:00:00
189 | 300803 | Enercon | 12 | E70-2.3MW | 8 | measured_minimum_2020 | \N | \N | \N | 0 | 30 | \N | \N | 1.224 | \N | \N | \N | Full Prod | omega-perf | \N | maurc | 2021-08-02 16:41:00 | maurc | 2021-12-03 11:00:00
190 | 300804 | Enercon | 12 | E70-2.3MW | 8 | measured_minimum_2020 | \N | \N | \N | 0 | 30 | \N | \N | 1.225 | \N | \N | \N | Full Prod | omega-perf | \N | maurc | 2021-08-02 16:41:00 | maurc | 2021-12-03 11:00:00
191 | 300805 | Enercon | 12 | E70-2.3MW | 8 | measured_minimum_2020 | \N | \N | \N | 0 | 30 | \N | \N | 1.226 | \N | \N | \N | Full Prod | omega-perf | \N | maurc | 2021-08-02 16:41:00 | maurc | 2021-12-03 11:00:00
192 | 300901 | Vestas | 57 | V117-3.3MW | 51 | measured_minimum_2020 | \N | \N | \N | 0 | 30 | \N | \N | 1.236 | \N | \N | \N | Full Prod | omega-perf | \N | maurc | 2021-08-02 16:41:00 | maurc | 2021-12-03 11:00:00
193 | 300902 | Vestas | 57 | V117-3.3MW | 51 | measured_minimum_2020 | \N | \N | \N | 0 | 30 | \N | \N | 1.236 | \N | \N | \N | Full Prod | omega-perf | \N | maurc | 2021-08-02 16:41:00 | maurc | 2021-12-03 11:00:00
194 | 300903 | Vestas | 57 | V117-3.3MW | 51 | measured_minimum_2020 | \N | \N | \N | 0 | 30 | \N | \N | 1.236 | \N | \N | \N | Full Prod | omega-perf | \N | maurc | 2021-08-02 16:41:00 | maurc | 2021-12-03 11:00:00
195 | 300904 | Vestas | 57 | V117-3.3MW | 51 | measured_minimum_2020 | \N | \N | \N | 0 | 30 | \N | \N | 1.236 | \N | \N | \N | Full Prod | omega-perf | \N | maurc | 2021-08-02 16:41:00 | maurc | 2021-12-03 11:00:00
196 | 300905 | Vestas | 57 | V117-3.3MW | 51 | measured_minimum_2020 | \N | \N | \N | 0 | 30 | \N | \N | 1.236 | \N | \N | \N | Full Prod | omega-perf | \N | maurc | 2021-08-02 16:41:00 | maurc | 2021-12-03 11:00:00
197 | 300906 | Vestas | 57 | V117-3.3MW | 51 | measured_minimum_2020 | \N | \N | \N | 0 | 30 | \N | \N | 1.236 | \N | \N | \N | Full Prod | omega-perf | \N | maurc | 2021-08-02 16:41:00 | maurc | 2021-12-03 11:00:00
198 | 301001 | Enercon | 12 | E70-2.3MW | 8 | measured_minimum_2020 | \N | \N | \N | 0 | 30 | \N | \N | 1.122 | \N | \N | \N | Full Prod | omega-perf | \N | maurc | 2021-08-02 16:41:00 | maurc | 2021-12-03 11:00:00
199 | 301002 | Enercon | 12 | E70-2.3MW | 8 | measured_minimum_2020 | \N | \N | \N | 0 | 30 | \N | \N | 1.121 | \N | \N | \N | Full Prod | omega-perf | \N | maurc | 2021-08-02 16:41:00 | maurc | 2021-12-03 11:00:00
200 | 301003 | Enercon | 12 | E70-2.3MW | 8 | measured_minimum_2020 | \N | \N | \N | 0 | 30 | \N | \N | 1.121 | \N | \N | \N | Full Prod | omega-perf | \N | maurc | 2021-08-02 16:41:00 | maurc | 2021-12-03 11:00:00
201 | 301004 | Enercon | 12 | E70-2.3MW | 8 | measured_minimum_2020 | \N | \N | \N | 0 | 30 | \N | \N | 1.122 | \N | \N | \N | Full Prod | omega-perf | \N | maurc | 2021-08-02 16:41:00 | maurc | 2021-12-03 11:00:00
202 | 301005 | Enercon | 12 | E70-2.3MW | 8 | measured_minimum_2020 | \N | \N | \N | 0 | 30 | \N | \N | 1.122 | \N | \N | \N | Full Prod | omega-perf | \N | maurc | 2021-08-02 16:41:00 | maurc | 2021-12-03 11:00:00
203 | 301111 | Vestas | 57 | V90-3.0MW | 59 | measured_minimum_2020 | \N | \N | \N | 0 | 30 | \N | \N | 1.223 | \N | \N | \N | Full Prod | omega-perf | \N | maurc | 2021-08-02 16:41:00 | maurc | 2021-12-03 11:00:00
204 | 301112 | Vestas | 57 | V90-3.0MW | 59 | measured_minimum_2020 | \N | \N | \N | 0 | 30 | \N | \N | 1.224 | \N | \N | \N | Full Prod | omega-perf | \N | maurc | 2021-08-02 16:41:00 | maurc | 2021-12-03 11:00:00
205 | 301113 | Vestas | 57 | V90-3.0MW | 59 | measured_minimum_2020 | \N | \N | \N | 0 | 30 | \N | \N | 1.223 | \N | \N | \N | Full Prod | omega-perf | \N | maurc | 2021-08-02 16:41:00 | maurc | 2021-12-03 11:00:00
206 | 301114 | Vestas | 57 | V90-3.0MW | 59 | measured_minimum_2020 | \N | \N | \N | 0 | 30 | \N | \N | 1.223 | \N | \N | \N | Full Prod | omega-perf | \N | maurc | 2021-08-02 16:41:00 | maurc | 2021-12-03 11:00:00
207 | 301121 | Vestas | 57 | V90-3.0MW | 59 | measured_minimum_2020 | \N | \N | \N | 0 | 30 | \N | \N | 1.223 | \N | \N | \N | Full Prod | omega-perf | \N | maurc | 2021-08-02 16:41:00 | maurc | 2021-12-03 11:00:00
208 | 301122 | Vestas | 57 | V90-3.0MW | 59 | measured_minimum_2020 | \N | \N | \N | 0 | 30 | \N | \N | 1.223 | \N | \N | \N | Full Prod | omega-perf | \N | maurc | 2021-08-02 16:41:00 | maurc | 2021-12-03 11:00:00
209 | 301123 | Vestas | 57 | V90-3.0MW | 59 | measured_minimum_2020 | \N | \N | \N | 0 | 30 | \N | \N | 1.224 | \N | \N | \N | Full Prod | omega-perf | \N | maurc | 2021-08-02 16:41:00 | maurc | 2021-12-03 11:00:00
210 | 301124 | Vestas | 57 | V90-3.0MW | 59 | measured_minimum_2020 | \N | \N | \N | 0 | 30 | \N | \N | 1.223 | \N | \N | \N | Full Prod | omega-perf | \N | maurc | 2021-08-02 16:41:00 | maurc | 2021-12-03 11:00:00
211 | 301201 | Senvion | 46 | MM82-2.05MW | \N | measured_minimum_2020 | \N | \N | \N | 0 | 30 | \N | \N | 1.228 | \N | \N | \N | Full Prod | omega-perf | \N | maurc | 2021-08-02 16:41:00 | maurc | 2021-12-03 11:00:00
212 | 301202 | Senvion | 46 | MM82-2.05MW | \N | measured_minimum_2020 | \N | \N | \N | 0 | 30 | \N | \N | 1.228 | \N | \N | \N | Full Prod | omega-perf | \N | maurc | 2021-08-02 16:41:00 | maurc | 2021-12-03 11:00:00
213 | 301203 | Senvion | 46 | MM82-2.05MW | \N | measured_minimum_2020 | \N | \N | \N | 0 | 30 | \N | \N | 1.237 | \N | \N | \N | Full Prod | omega-perf | \N | maurc | 2021-08-02 16:41:00 | maurc | 2021-12-03 11:00:00
214 | 301204 | Senvion | 46 | MM82-2.05MW | \N | measured_minimum_2020 | \N | \N | \N | 0 | 30 | \N | \N | 1.228 | \N | \N | \N | Full Prod | omega-perf | \N | maurc | 2021-08-02 16:41:00 | maurc | 2021-12-03 11:00:00
215 | 301205 | Senvion | 46 | MM82-2.05MW | \N | measured_minimum_2020 | \N | \N | \N | 0 | 30 | \N | \N | 1.228 | \N | \N | \N | Full Prod | omega-perf | \N | maurc | 2021-08-02 16:41:00 | maurc | 2021-12-03 11:00:00
216 | 301311 | Senvion | 46 | MM92-2.05MW | 29 | measured_minimum_2020 | \N | \N | \N | 0 | 30 | \N | \N | 1.225 | \N | \N | \N | Full Prod | omega-perf | \N | maurc | 2021-08-02 16:41:00 | maurc | 2021-12-03 11:00:00
217 | 301312 | Senvion | 46 | MM92-2.05MW | 29 | measured_minimum_2020 | \N | \N | \N | 0 | 30 | \N | \N | 1.225 | \N | \N | \N | Full Prod | omega-perf | \N | maurc | 2021-08-02 16:41:00 | maurc | 2021-12-03 11:00:00
218 | 301313 | Senvion | 46 | MM92-2.05MW | 29 | measured_minimum_2020 | \N | \N | \N | 0 | 30 | \N | \N | 1.225 | \N | \N | \N | Full Prod | omega-perf | \N | maurc | 2021-08-02 16:41:00 | maurc | 2021-12-03 11:00:00
219 | 301314 | Senvion | 46 | MM92-2.05MW | 29 | measured_minimum_2020 | \N | \N | \N | 0 | 30 | \N | \N | 1.225 | \N | \N | \N | Full Prod | omega-perf | \N | maurc | 2021-08-02 16:41:00 | maurc | 2021-12-03 11:00:00
220 | 301315 | Senvion | 46 | MM92-2.05MW | 29 | measured_minimum_2020 | \N | \N | \N | 0 | 30 | \N | \N | 1.225 | \N | \N | \N | Full Prod | omega-perf | \N | maurc | 2021-08-02 16:41:00 | maurc | 2021-12-03 11:00:00
221 | 301316 | Senvion | 46 | MM92-2.05MW | 29 | measured_minimum_2020 | \N | \N | \N | 0 | 30 | \N | \N | 1.225 | \N | \N | \N | Full Prod | omega-perf | \N | maurc | 2021-08-02 16:41:00 | maurc | 2021-12-03 11:00:00
222 | 301317 | Senvion | 46 | MM92-2.05MW | 29 | measured_minimum_2020 | \N | \N | \N | 0 | 30 | \N | \N | 1.225 | \N | \N | \N | Full Prod | omega-perf | \N | maurc | 2021-08-02 16:41:00 | maurc | 2021-12-03 11:00:00
223 | 301321 | Senvion | 46 | MM92-2.05MW | 29 | measured_minimum_2020 | \N | \N | \N | 0 | 30 | \N | \N | 1.225 | \N | \N | \N | Full Prod | omega-perf | \N | maurc | 2021-08-02 16:41:00 | maurc | 2021-12-03 11:00:00
224 | 301322 | Senvion | 46 | MM92-2.05MW | 29 | measured_minimum_2020 | \N | \N | \N | 0 | 30 | \N | \N | 1.225 | \N | \N | \N | Full Prod | omega-perf | \N | maurc | 2021-08-02 16:41:00 | maurc | 2021-12-03 11:00:00
225 | 301323 | Senvion | 46 | MM92-2.05MW | 29 | measured_minimum_2020 | \N | \N | \N | 0 | 30 | \N | \N | 1.225 | \N | \N | \N | Full Prod | omega-perf | \N | maurc | 2021-08-02 16:41:00 | maurc | 2021-12-03 11:00:00
226 | 301324 | Senvion | 46 | MM92-2.05MW | 29 | measured_minimum_2020 | \N | \N | \N | 0 | 30 | \N | \N | 1.224 | \N | \N | \N | Full Prod | omega-perf | \N | maurc | 2021-08-02 16:41:00 | maurc | 2021-12-03 11:00:00
227 | 301325 | Senvion | 46 | MM92-2.05MW | 29 | measured_minimum_2020 | \N | \N | \N | 0 | 30 | \N | \N | 1.224 | \N | \N | \N | Full Prod | omega-perf | \N | maurc | 2021-08-02 16:41:00 | maurc | 2021-12-03 11:00:00
228 | 301326 | Senvion | 46 | MM92-2.05MW | 29 | measured_minimum_2020 | \N | \N | \N | 0 | 30 | \N | \N | 1.224 | \N | \N | \N | Full Prod | omega-perf | \N | maurc | 2021-08-02 16:41:00 | maurc | 2021-12-03 11:00:00
229 | 301327 | Senvion | 46 | MM92-2.05MW | 29 | measured_minimum_2020 | \N | \N | \N | 0 | 30 | \N | \N | 1.224 | \N | \N | \N | Full Prod | omega-perf | \N | maurc | 2021-08-02 16:41:00 | maurc | 2021-12-03 11:00:00
230 | 301331 | Senvion | 46 | MM92-2.05MW | 29 | measured_minimum_2020 | \N | \N | \N | 0 | 30 | \N | \N | 1.224 | \N | \N | \N | Full Prod | omega-perf | \N | maurc | 2021-08-02 16:41:00 | maurc | 2021-12-03 11:00:00
231 | 301332 | Senvion | 46 | MM92-2.05MW | 29 | measured_minimum_2020 | \N | \N | \N | 0 | 30 | \N | \N | 1.224 | \N | \N | \N | Full Prod | omega-perf | \N | maurc | 2021-08-02 16:41:00 | maurc | 2021-12-03 11:00:00
232 | 301333 | Senvion | 46 | MM92-2.05MW | 29 | measured_minimum_2020 | \N | \N | \N | 0 | 30 | \N | \N | 1.224 | \N | \N | \N | Full Prod | omega-perf | \N | maurc | 2021-08-02 16:41:00 | maurc | 2021-12-03 11:00:00
233 | 301334 | Senvion | 46 | MM92-2.05MW | 29 | measured_minimum_2020 | \N | \N | \N | 0 | 30 | \N | \N | 1.224 | \N | \N | \N | Full Prod | omega-perf | \N | maurc | 2021-08-02 16:41:00 | maurc | 2021-12-03 11:00:00
234 | 301335 | Senvion | 46 | MM92-2.05MW | 29 | measured_minimum_2020 | \N | \N | \N | 0 | 30 | \N | \N | 1.224 | \N | \N | \N | Full Prod | omega-perf | \N | maurc | 2021-08-02 16:41:00 | maurc | 2021-12-03 11:00:00
235 | 301336 | Senvion | 46 | MM92-2.05MW | 29 | measured_minimum_2020 | \N | \N | \N | 0 | 30 | \N | \N | 1.224 | \N | \N | \N | Full Prod | omega-perf | \N | maurc | 2021-08-02 16:41:00 | maurc | 2021-12-03 11:00:00
236 | 301341 | Senvion | 46 | MM92-2.05MW | 29 | measured_minimum_2020 | \N | \N | \N | 0 | 30 | \N | \N | 1.224 | \N | \N | \N | Full Prod | omega-perf | \N | maurc | 2021-08-02 16:41:00 | maurc | 2021-12-03 11:00:00
237 | 301342 | Senvion | 46 | MM92-2.05MW | 29 | measured_minimum_2020 | \N | \N | \N | 0 | 30 | \N | \N | 1.223 | \N | \N | \N | Full Prod | omega-perf | \N | maurc | 2021-08-02 16:41:00 | maurc | 2021-12-03 11:00:00
238 | 301343 | Senvion | 46 | MM92-2.05MW | 29 | measured_minimum_2020 | \N | \N | \N | 0 | 30 | \N | \N | 1.224 | \N | \N | \N | Full Prod | omega-perf | \N | maurc | 2021-08-02 16:41:00 | maurc | 2021-12-03 11:00:00
239 | 301344 | Senvion | 46 | MM92-2.05MW | 29 | measured_minimum_2020 | \N | \N | \N | 0 | 30 | \N | \N | 1.224 | \N | \N | \N | Full Prod | omega-perf | \N | maurc | 2021-08-02 16:41:00 | maurc | 2021-12-03 11:00:00
240 | 301345 | Senvion | 46 | MM92-2.05MW | 29 | measured_minimum_2020 | \N | \N | \N | 0 | 30 | \N | \N | 1.224 | \N | \N | \N | Full Prod | omega-perf | \N | maurc | 2021-08-02 16:41:00 | maurc | 2021-12-03 11:00:00
241 | 301346 | Senvion | 46 | MM92-2.05MW | 29 | measured_minimum_2020 | \N | \N | \N | 0 | 30 | \N | \N | 1.223 | \N | \N | \N | Full Prod | omega-perf | \N | maurc | 2021-08-02 16:41:00 | maurc | 2021-12-03 11:00:00
242 | 301401 | Vestas | 57 | V126-3.3MW | 53 | measured_minimum_2020 | \N | \N | \N | 0 | 30 | \N | \N | 1.24 | \N | \N | \N | Full Prod | omega-perf | \N | maurc | 2021-08-02 16:41:00 | maurc | 2021-12-03 11:00:00
243 | 301402 | Vestas | 57 | V126-3.3MW | 53 | measured_minimum_2020 | \N | \N | \N | 0 | 30 | \N | \N | 1.241 | \N | \N | \N | Full Prod | omega-perf | \N | maurc | 2021-08-02 16:41:00 | maurc | 2021-12-03 11:00:00
244 | 301403 | Vestas | 57 | V126-3.3MW | 53 | measured_minimum_2020 | \N | \N | \N | 0 | 30 | \N | \N | 1.241 | \N | \N | \N | Full Prod | omega-perf | \N | maurc | 2021-08-02 16:41:00 | maurc | 2021-12-03 11:00:00
245 | 301404 | Vestas | 57 | V126-3.3MW | 53 | measured_minimum_2020 | \N | \N | \N | 0 | 30 | \N | \N | 1.239 | \N | \N | \N | Full Prod | omega-perf | \N | maurc | 2021-08-02 16:41:00 | maurc | 2021-12-03 11:00:00
246 | 301405 | Vestas | 57 | V126-3.3MW | 53 | measured_minimum_2020 | \N | \N | \N | 0 | 30 | \N | \N | 1.239 | \N | \N | \N | Full Prod | omega-perf | \N | maurc | 2021-08-02 16:41:00 | maurc | 2021-12-03 11:00:00
247 | 301406 | Vestas | 57 | V126-3.3MW | 53 | measured_minimum_2020 | \N | \N | \N | 0 | 30 | \N | \N | 1.239 | \N | \N | \N | Full Prod | omega-perf | \N | maurc | 2021-08-02 16:41:00 | maurc | 2021-12-03 11:00:00
248 | 301407 | Vestas | 57 | V126-3.3MW | 53 | measured_minimum_2020 | \N | \N | \N | 0 | 30 | \N | \N | 1.24 | \N | \N | \N | Full Prod | omega-perf | \N | maurc | 2021-08-02 16:41:00 | maurc | 2021-12-03 11:00:00
249 | 301408 | Vestas | 57 | V126-3.3MW | 53 | measured_minimum_2020 | \N | \N | \N | 0 | 30 | \N | \N | 1.242 | \N | \N | \N | Full Prod | omega-perf | \N | maurc | 2021-08-02 16:41:00 | maurc | 2021-12-03 11:00:00
250 | 301409 | Vestas | 57 | V126-3.3MW | 53 | measured_minimum_2020 | \N | \N | \N | 0 | 30 | \N | \N | 1.242 | \N | \N | \N | Full Prod | omega-perf | \N | maurc | 2021-08-02 16:41:00 | maurc | 2021-12-03 11:00:00
251 | 301411 | Vestas | 57 | V126-3.3MW | 53 | measured_minimum_2020 | \N | \N | \N | 0 | 30 | \N | \N | 1.238 | \N | \N | \N | Full Prod | omega-perf | \N | maurc | 2021-08-02 16:41:00 | maurc | 2021-12-03 11:00:00
252 | 301412 | Vestas | 57 | V126-3.3MW | 53 | measured_minimum_2020 | \N | \N | \N | 0 | 30 | \N | \N | 1.238 | \N | \N | \N | Full Prod | omega-perf | \N | maurc | 2021-08-02 16:41:00 | maurc | 2021-12-03 11:00:00
253 | 301413 | Vestas | 57 | V126-3.3MW | 53 | measured_minimum_2020 | \N | \N | \N | 0 | 30 | \N | \N | 1.239 | \N | \N | \N | Full Prod | omega-perf | \N | maurc | 2021-08-02 16:41:00 | maurc | 2021-12-03 11:00:00
254 | 301414 | Vestas | 57 | V126-3.3MW | 53 | measured_minimum_2020 | \N | \N | \N | 0 | 30 | \N | \N | 1.241 | \N | \N | \N | Full Prod | omega-perf | \N | maurc | 2021-08-02 16:41:00 | maurc | 2021-12-03 11:00:00
255 | 301415 | Vestas | 57 | V126-3.3MW | 53 | measured_minimum_2020 | \N | \N | \N | 0 | 30 | \N | \N | 1.24 | \N | \N | \N | Full Prod | omega-perf | \N | maurc | 2021-08-02 16:41:00 | maurc | 2021-12-03 11:00:00
256 | 301416 | Vestas | 57 | V126-3.3MW | 53 | measured_minimum_2020 | \N | \N | \N | 0 | 30 | \N | \N | 1.241 | \N | \N | \N | Full Prod | omega-perf | \N | maurc | 2021-08-02 16:41:00 | maurc | 2021-12-03 11:00:00
257 | 301417 | Vestas | 57 | V126-3.3MW | 53 | measured_minimum_2020 | \N | \N | \N | 0 | 30 | \N | \N | 1.24 | \N | \N | \N | Full Prod | omega-perf | \N | maurc | 2021-08-02 16:41:00 | maurc | 2021-12-03 11:00:00
258 | 301418 | Vestas | 57 | V126-3.3MW | 53 | measured_minimum_2020 | \N | \N | \N | 0 | 30 | \N | \N | 1.239 | \N | \N | \N | Full Prod | omega-perf | \N | maurc | 2021-08-02 16:41:00 | maurc | 2021-12-03 11:00:00
259 | 301419 | Vestas | 57 | V126-3.3MW | 53 | measured_minimum_2020 | \N | \N | \N | 0 | 30 | \N | \N | 1.24 | \N | \N | \N | Full Prod | omega-perf | \N | maurc | 2021-08-02 16:41:00 | maurc | 2021-12-03 11:00:00
260 | 301420 | Vestas | 57 | V126-3.3MW | 53 | measured_minimum_2020 | \N | \N | \N | 0 | 30 | \N | \N | 1.241 | \N | \N | \N | Full Prod | omega-perf | \N | maurc | 2021-08-02 16:41:00 | maurc | 2021-12-03 11:00:00
261 | 301421 | Vestas | 57 | V126-3.3MW | 53 | measured_minimum_2020 | \N | \N | \N | 0 | 30 | \N | \N | 1.24 | \N | \N | \N | Full Prod | omega-perf | \N | maurc | 2021-08-02 16:41:00 | maurc | 2021-12-03 11:00:00
262 | 301422 | Vestas | 57 | V126-3.3MW | 53 | measured_minimum_2020 | \N | \N | \N | 0 | 30 | \N | \N | 1.24 | \N | \N | \N | Full Prod | omega-perf | \N | maurc | 2021-08-02 16:41:00 | maurc | 2021-12-03 11:00:00
263 | 301423 | Vestas | 57 | V126-3.3MW | 53 | measured_minimum_2020 | \N | \N | \N | 0 | 30 | \N | \N | 1.239 | \N | \N | \N | Full Prod | omega-perf | \N | maurc | 2021-08-02 16:41:00 | maurc | 2021-12-03 11:00:00
264 | 301507 | Vestas | 57 | V90-2.0MW | 58 | measured_minimum_2020 | \N | \N | \N | 0 | 30 | \N | \N | 1.242 | \N | \N | \N | Full Prod | omega-perf | \N | maurc | 2021-08-02 16:41:00 | maurc | 2021-12-03 11:00:00
265 | 301509 | Vestas | 57 | V90-2.0MW | 58 | measured_minimum_2020 | \N | \N | \N | 0 | 30 | \N | \N | 1.241 | \N | \N | \N | Full Prod | omega-perf | \N | maurc | 2021-08-02 16:41:00 | maurc | 2021-12-03 11:00:00
266 | 301601 | Vestas | 57 | V100-2.2MW | 46 | measured_minimum_2020 | \N | \N | \N | 0 | 30 | \N | \N | 1.243 | \N | \N | \N | Full Prod | omega-perf | \N | maurc | 2021-08-02 16:41:00 | maurc | 2021-12-03 11:00:00
267 | 301602 | Vestas | 57 | V100-2.2MW | 46 | measured_minimum_2020 | \N | \N | \N | 0 | 30 | \N | \N | 1.243 | \N | \N | \N | Full Prod | omega-perf | \N | maurc | 2021-08-02 16:41:00 | maurc | 2021-12-03 11:00:00
268 | 301603 | Vestas | 57 | V100-2.2MW | 46 | measured_minimum_2020 | \N | \N | \N | 0 | 30 | \N | \N | 1.244 | \N | \N | \N | Full Prod | omega-perf | \N | maurc | 2021-08-02 16:41:00 | maurc | 2021-12-03 11:00:00
269 | 301604 | Vestas | 57 | V100-2.2MW | 46 | measured_minimum_2020 | \N | \N | \N | 0 | 30 | \N | \N | 1.243 | \N | \N | \N | Full Prod | omega-perf | \N | maurc | 2021-08-02 16:41:00 | maurc | 2021-12-03 11:00:00
270 | 301605 | Vestas | 57 | V100-2.2MW | 46 | measured_minimum_2020 | \N | \N | \N | 0 | 30 | \N | \N | 1.245 | \N | \N | \N | Full Prod | omega-perf | \N | maurc | 2021-08-02 16:41:00 | maurc | 2021-12-03 11:00:00
271 | 301606 | Vestas | 57 | V100-2.2MW | 46 | measured_minimum_2020 | \N | \N | \N | 0 | 30 | \N | \N | 1.244 | \N | \N | \N | Full Prod | omega-perf | \N | maurc | 2021-08-02 16:41:00 | maurc | 2021-12-03 11:00:00
272 | 301701 | Enercon | 12 | E70-2.3MW | 8 | measured_minimum_2020 | \N | \N | \N | 0 | 30 | \N | \N | 1.184 | \N | \N | \N | Full Prod | omega-perf | \N | maurc | 2021-08-02 16:41:00 | maurc | 2021-12-03 11:00:00
273 | 301702 | Enercon | 12 | E70-2.3MW | 8 | measured_minimum_2020 | \N | \N | \N | 0 | 30 | \N | \N | 1.185 | \N | \N | \N | Full Prod | omega-perf | \N | maurc | 2021-08-02 16:41:00 | maurc | 2021-12-03 11:00:00
274 | 301703 | Enercon | 12 | E70-2.3MW | 8 | measured_minimum_2020 | \N | \N | \N | 0 | 30 | \N | \N | 1.184 | \N | \N | \N | Full Prod | omega-perf | \N | maurc | 2021-08-02 16:41:00 | maurc | 2021-12-03 11:00:00
275 | 301704 | Enercon | 12 | E70-2.3MW | 8 | measured_minimum_2020 | \N | \N | \N | 0 | 30 | \N | \N | 1.185 | \N | \N | \N | Full Prod | omega-perf | \N | maurc | 2021-08-02 16:41:00 | maurc | 2021-12-03 11:00:00
276 | 301801 | Nordex | 34 | N90-2.3MW | 38 | measured_minimum_2020 | \N | \N | \N | 0 | 30 | \N | \N | 1.215 | \N | \N | \N | Full Prod | omega-perf | \N | maurc | 2021-08-02 16:41:00 | maurc | 2021-12-03 11:00:00
277 | 301802 | Nordex | 34 | N90-2.3MW | 38 | measured_minimum_2020 | \N | \N | \N | 0 | 30 | \N | \N | 1.214 | \N | \N | \N | Full Prod | omega-perf | \N | maurc | 2021-08-02 16:41:00 | maurc | 2021-12-03 11:00:00
278 | 301803 | Nordex | 34 | N90-2.3MW | 38 | measured_minimum_2020 | \N | \N | \N | 0 | 30 | \N | \N | 1.213 | \N | \N | \N | Full Prod | omega-perf | \N | maurc | 2021-08-02 16:41:00 | maurc | 2021-12-03 11:00:00
279 | 301804 | Nordex | 34 | N90-2.3MW | 38 | measured_minimum_2020 | \N | \N | \N | 0 | 30 | \N | \N | 1.213 | \N | \N | \N | Full Prod | omega-perf | \N | maurc | 2021-08-02 16:41:00 | maurc | 2021-12-03 11:00:00
280 | 301805 | Nordex | 34 | N90-2.3MW | 38 | measured_minimum_2020 | \N | \N | \N | 0 | 30 | \N | \N | 1.212 | \N | \N | \N | Full Prod | omega-perf | \N | maurc | 2021-08-02 16:41:00 | maurc | 2021-12-03 11:00:00
281 | 301901 | Nordex | 34 | N90-2.3MW | 38 | measured_minimum_2020 | \N | \N | \N | 0 | 30 | \N | \N | 1.207 | \N | \N | \N | Full Prod | omega-perf | \N | maurc | 2021-08-02 16:41:00 | maurc | 2021-12-03 11:00:00
282 | 301902 | Nordex | 34 | N90-2.3MW | 38 | measured_minimum_2020 | \N | \N | \N | 0 | 30 | \N | \N | 1.206 | \N | \N | \N | Full Prod | omega-perf | \N | maurc | 2021-08-02 16:41:00 | maurc | 2021-12-03 11:00:00
283 | 301903 | Nordex | 34 | N90-2.3MW | 38 | measured_minimum_2020 | \N | \N | \N | 0 | 30 | \N | \N | 1.208 | \N | \N | \N | Full Prod | omega-perf | \N | maurc | 2021-08-02 16:41:00 | maurc | 2021-12-03 11:00:00
284 | 301904 | Nordex | 34 | N90-2.3MW | 38 | measured_minimum_2020 | \N | \N | \N | 0 | 30 | \N | \N | 1.206 | \N | \N | \N | Full Prod | omega-perf | \N | maurc | 2021-08-02 16:41:00 | maurc | 2021-12-03 11:00:00
285 | 301905 | Nordex | 34 | N90-2.3MW | 38 | measured_minimum_2020 | \N | \N | \N | 0 | 30 | \N | \N | 1.204 | \N | \N | \N | Full Prod | omega-perf | \N | maurc | 2021-08-02 16:41:00 | maurc | 2021-12-03 11:00:00
286 | 302001 | Nordex | 34 | N117-3.6MW | 32 | measured_minimum_2020 | \N | \N | \N | 0 | 30 | \N | \N | 1.226 | \N | \N | \N | Full Prod | omega-perf | \N | maurc | 2021-08-02 16:41:00 | maurc | 2021-12-03 11:00:00
287 | 302002 | Nordex | 34 | N117-3.6MW | 32 | measured_minimum_2020 | \N | \N | \N | 0 | 30 | \N | \N | 1.225 | \N | \N | \N | Full Prod | omega-perf | \N | maurc | 2021-08-02 16:41:00 | maurc | 2021-12-03 11:00:00
288 | 302003 | Nordex | 34 | N117-3.6MW | 32 | measured_minimum_2020 | \N | \N | \N | 0 | 30 | \N | \N | 1.225 | \N | \N | \N | Full Prod | omega-perf | \N | maurc | 2021-08-02 16:41:00 | maurc | 2021-12-03 11:00:00
289 | 302004 | Nordex | 34 | N117-3.6MW | 32 | measured_minimum_2020 | \N | \N | \N | 0 | 30 | \N | \N | 1.225 | \N | \N | \N | Full Prod | omega-perf | \N | maurc | 2021-08-02 16:41:00 | maurc | 2021-12-03 11:00:00
290 | 302005 | Nordex | 34 | N117-3.6MW | 32 | measured_minimum_2020 | \N | \N | \N | 0 | 30 | \N | \N | 1.225 | \N | \N | \N | Full Prod | omega-perf | \N | maurc | 2021-08-02 16:41:00 | maurc | 2021-12-03 11:00:00
291 | 302101 | Enercon | 12 | E70-2.3MW | 8 | measured_minimum_2020 | \N | \N | \N | 0 | 30 | \N | \N | 1.225 | \N | \N | \N | Full Prod | omega-perf | \N | maurc | 2021-08-02 16:41:00 | maurc | 2021-12-03 11:00:00
292 | 302102 | Enercon | 12 | E70-2.3MW | 8 | measured_minimum_2020 | \N | \N | \N | 0 | 30 | \N | \N | 1.224 | \N | \N | \N | Full Prod | omega-perf | \N | maurc | 2021-08-02 16:41:00 | maurc | 2021-12-03 11:00:00
293 | 302103 | Enercon | 12 | E70-2.3MW | 8 | measured_minimum_2020 | \N | \N | \N | 0 | 30 | \N | \N | 1.224 | \N | \N | \N | Full Prod | omega-perf | \N | maurc | 2021-08-02 16:41:00 | maurc | 2021-12-03 11:00:00
294 | 302104 | Enercon | 12 | E70-2.3MW | 8 | measured_minimum_2020 | \N | \N | \N | 0 | 30 | \N | \N | 1.224 | \N | \N | \N | Full Prod | omega-perf | \N | maurc | 2021-08-02 16:41:00 | maurc | 2021-12-03 11:00:00
295 | 302105 | Enercon | 12 | E70-2.3MW | 8 | measured_minimum_2020 | \N | \N | \N | 0 | 30 | \N | \N | 1.224 | \N | \N | \N | Full Prod | omega-perf | \N | maurc | 2021-08-02 16:41:00 | maurc | 2021-12-03 11:00:00
296 | 302201 | Nordex | 34 | N60-1.3MW | 36 | measured_minimum_2020 | \N | \N | \N | 0 | 30 | \N | \N | 1.21 | \N | \N | \N | Full Prod | omega-perf | \N | maurc | 2021-08-02 16:41:00 | maurc | 2021-12-03 11:00:00
297 | 302202 | Nordex | 34 | N60-1.3MW | 36 | measured_minimum_2020 | \N | \N | \N | 0 | 30 | \N | \N | 1.21 | \N | \N | \N | Full Prod | omega-perf | \N | maurc | 2021-08-02 16:41:00 | maurc | 2021-12-03 11:00:00
298 | 302203 | Nordex | 34 | N60-1.3MW | 36 | measured_minimum_2020 | \N | \N | \N | 0 | 30 | \N | \N | 1.21 | \N | \N | \N | Full Prod | omega-perf | \N | maurc | 2021-08-02 16:41:00 | maurc | 2021-12-03 11:00:00
299 | 302204 | Nordex | 34 | N60-1.3MW | 36 | measured_minimum_2020 | \N | \N | \N | 0 | 30 | \N | \N | 1.211 | \N | \N | \N | Full Prod | omega-perf | \N | maurc | 2021-08-02 16:41:00 | maurc | 2021-12-03 11:00:00
300 | 302205 | Nordex | 34 | N60-1.3MW | 36 | measured_minimum_2020 | \N | \N | \N | 0 | 30 | \N | \N | 1.211 | \N | \N | \N | Full Prod | omega-perf | \N | maurc | 2021-08-02 16:41:00 | maurc | 2021-12-03 11:00:00
301 | 302206 | Nordex | 34 | N60-1.3MW | 36 | measured_minimum_2020 | \N | \N | \N | 0 | 30 | \N | \N | 1.211 | \N | \N | \N | Full Prod | omega-perf | \N | maurc | 2021-08-02 16:41:00 | maurc | 2021-12-03 11:00:00
302 | 302207 | Nordex | 34 | N60-1.3MW | 36 | measured_minimum_2020 | \N | \N | \N | 0 | 30 | \N | \N | 1.212 | \N | \N | \N | Full Prod | omega-perf | \N | maurc | 2021-08-02 16:41:00 | maurc | 2021-12-03 11:00:00
303 | 302208 | Nordex | 34 | N60-1.3MW | 36 | measured_minimum_2020 | \N | \N | \N | 0 | 30 | \N | \N | 1.213 | \N | \N | \N | Full Prod | omega-perf | \N | maurc | 2021-08-02 16:41:00 | maurc | 2021-12-03 11:00:00
304 | 302209 | Nordex | 34 | N60-1.3MW | 36 | measured_minimum_2020 | \N | \N | \N | 0 | 30 | \N | \N | 1.215 | \N | \N | \N | Full Prod | omega-perf | \N | maurc | 2021-08-02 16:41:00 | maurc | 2021-12-03 11:00:00
305 | 302401 | Enercon | 12 | E70-2.3MW | 8 | measured_minimum_2020 | \N | \N | \N | 0 | 30 | \N | \N | 1.1 | \N | \N | \N | Full Prod | omega-perf | \N | maurc | 2021-08-02 16:41:00 | maurc | 2021-12-03 11:00:00
306 | 302402 | Enercon | 12 | E70-2.3MW | 8 | measured_minimum_2020 | \N | \N | \N | 0 | 30 | \N | \N | 1.101 | \N | \N | \N | Full Prod | omega-perf | \N | maurc | 2021-08-02 16:41:00 | maurc | 2021-12-03 11:00:00
307 | 302501 | Enercon | 12 | E70-2.3MW | 8 | measured_minimum_2020 | \N | \N | \N | 0 | 30 | \N | \N | 1.103 | \N | \N | \N | Full Prod | omega-perf | \N | maurc | 2021-08-02 16:41:00 | maurc | 2021-12-03 11:00:00
308 | 302502 | Enercon | 12 | E70-2.3MW | 8 | measured_minimum_2020 | \N | \N | \N | 0 | 30 | \N | \N | 1.101 | \N | \N | \N | Full Prod | omega-perf | \N | maurc | 2021-08-02 16:41:00 | maurc | 2021-12-03 11:00:00
309 | 302503 | Enercon | 12 | E70-2.3MW | 8 | measured_minimum_2020 | \N | \N | \N | 0 | 30 | \N | \N | 1.102 | \N | \N | \N | Full Prod | omega-perf | \N | maurc | 2021-08-02 16:41:00 | maurc | 2021-12-03 11:00:00
310 | 302601 | Nordex | 34 | N100-3.3MW | 31 | measured_minimum_2020 | \N | \N | \N | 0 | 30 | \N | \N | 1.225 | \N | \N | \N | Full Prod | omega-perf | \N | maurc | 2021-08-02 16:41:00 | maurc | 2021-12-03 11:00:00
311 | 302602 | Nordex | 34 | N117-3.6MW | 32 | measured_minimum_2020 | \N | \N | \N | 0 | 30 | \N | \N | 1.226 | \N | \N | \N | Full Prod | omega-perf | \N | maurc | 2021-08-02 16:41:00 | maurc | 2021-12-03 11:00:00
312 | 302603 | Nordex | 34 | N117-3.6MW | 32 | measured_minimum_2020 | \N | \N | \N | 0 | 30 | \N | \N | 1.225 | \N | \N | \N | Full Prod | omega-perf | \N | maurc | 2021-08-02 16:41:00 | maurc | 2021-12-03 11:00:00
313 | 302604 | Nordex | 34 | N117-3.6MW | 32 | measured_minimum_2020 | \N | \N | \N | 0 | 30 | \N | \N | 1.225 | \N | \N | \N | Full Prod | omega-perf | \N | maurc | 2021-08-02 16:41:00 | maurc | 2021-12-03 11:00:00
314 | 302605 | Nordex | 34 | N117-3.6MW | 32 | measured_minimum_2020 | \N | \N | \N | 0 | 30 | \N | \N | 1.226 | \N | \N | \N | Full Prod | omega-perf | \N | maurc | 2021-08-02 16:41:00 | maurc | 2021-12-03 11:00:00
315 | 302701 | Vestas | 57 | V80-2.0MW | 57 | measured_minimum_2020 | \N | \N | \N | 0 | 30 | \N | \N | 1.231 | \N | \N | \N | Full Prod | omega-perf | \N | maurc | 2021-08-02 16:41:00 | maurc | 2021-12-03 11:00:00
316 | 302702 | Vestas | 57 | V80-2.0MW | 57 | measured_minimum_2020 | \N | \N | \N | 0 | 30 | \N | \N | 1.231 | \N | \N | \N | Full Prod | omega-perf | \N | maurc | 2021-08-02 16:41:00 | maurc | 2021-12-03 11:00:00
317 | 302703 | Vestas | 57 | V80-2.0MW | 57 | measured_minimum_2020 | \N | \N | \N | 0 | 30 | \N | \N | 1.231 | \N | \N | \N | Full Prod | omega-perf | \N | maurc | 2021-08-02 16:41:00 | maurc | 2021-12-03 11:00:00
318 | 302804 | Nordex | 34 | N80-2.4MW | 37 | measured_minimum_2020 | \N | \N | \N | 0 | 30 | \N | \N | 1.237 | \N | \N | \N | Full Prod | omega-perf | \N | maurc | 2021-08-02 16:41:00 | maurc | 2021-12-03 11:00:00
319 | 302805 | Nordex | 34 | N80-2.4MW | 37 | measured_minimum_2020 | \N | \N | \N | 0 | 30 | \N | \N | 1.237 | \N | \N | \N | Full Prod | omega-perf | \N | maurc | 2021-08-02 16:41:00 | maurc | 2021-12-03 11:00:00
320 | 302806 | Nordex | 34 | N80-2.4MW | 37 | measured_minimum_2020 | \N | \N | \N | 0 | 30 | \N | \N | 1.237 | \N | \N | \N | Full Prod | omega-perf | \N | maurc | 2021-08-02 16:41:00 | maurc | 2021-12-03 11:00:00
321 | 302807 | Nordex | 34 | N80-2.4MW | 37 | measured_minimum_2020 | \N | \N | \N | 0 | 30 | \N | \N | 1.237 | \N | \N | \N | Full Prod | omega-perf | \N | maurc | 2021-08-02 16:41:00 | maurc | 2021-12-03 11:00:00
322 | 302808 | Nordex | 34 | N80-2.4MW | 37 | measured_minimum_2020 | \N | \N | \N | 0 | 30 | \N | \N | 1.237 | \N | \N | \N | Full Prod | omega-perf | \N | maurc | 2021-08-02 16:41:00 | maurc | 2021-12-03 11:00:00
323 | 302901 | Senvion | 46 | MM92-2.0MW | \N | measured_minimum_2020 | \N | \N | \N | 0 | 30 | \N | \N | 1.202 | \N | \N | \N | Full Prod | omega-perf | \N | maurc | 2021-08-02 16:41:00 | maurc | 2021-12-03 11:00:00
324 | 302902 | Senvion | 46 | MM92-2.0MW | \N | measured_minimum_2020 | \N | \N | \N | 0 | 30 | \N | \N | 1.205 | \N | \N | \N | Full Prod | omega-perf | \N | maurc | 2021-08-02 16:41:00 | maurc | 2021-12-03 11:00:00
325 | 302903 | Senvion | 46 | MM92-2.0MW | \N | measured_minimum_2020 | \N | \N | \N | 0 | 30 | \N | \N | 1.203 | \N | \N | \N | Full Prod | omega-perf | \N | maurc | 2021-08-02 16:41:00 | maurc | 2021-12-03 11:00:00
326 | 302904 | Senvion | 46 | MM92-2.0MW | \N | measured_minimum_2020 | \N | \N | \N | 0 | 30 | \N | \N | 1.205 | \N | \N | \N | Full Prod | omega-perf | \N | maurc | 2021-08-02 16:41:00 | maurc | 2021-12-03 11:00:00
327 | 302905 | Senvion | 46 | MM92-2.0MW | \N | measured_minimum_2020 | \N | \N | \N | 0 | 30 | \N | \N | 1.207 | \N | \N | \N | Full Prod | omega-perf | \N | maurc | 2021-08-02 16:41:00 | maurc | 2021-12-03 11:00:00
328 | 303001 | Senvion | 46 | MM82-2.0MW | 28 | measured_minimum_2020 | \N | \N | \N | 0 | 30 | \N | \N | 1.199 | \N | \N | \N | Full Prod | omega-perf | \N | maurc | 2021-08-02 16:41:00 | maurc | 2021-12-03 11:00:00
329 | 303002 | Senvion | 46 | MM82-2.0MW | 28 | measured_minimum_2020 | \N | \N | \N | 0 | 30 | \N | \N | 1.2 | \N | \N | \N | Full Prod | omega-perf | \N | maurc | 2021-08-02 16:41:00 | maurc | 2021-12-03 11:00:00
330 | 303003 | Senvion | 46 | MM82-2.0MW | 28 | measured_minimum_2020 | \N | \N | \N | 0 | 30 | \N | \N | 1.199 | \N | \N | \N | Full Prod | omega-perf | \N | maurc | 2021-08-02 16:41:00 | maurc | 2021-12-03 11:00:00
331 | 303004 | Senvion | 46 | MM82-2.0MW | 28 | measured_minimum_2020 | \N | \N | \N | 0 | 30 | \N | \N | 1.199 | \N | \N | \N | Full Prod | omega-perf | \N | maurc | 2021-08-02 16:41:00 | maurc | 2021-12-03 11:00:00
332 | 303101 | Vestas | 57 | V80-2.0MW | 57 | measured_minimum_2020 | \N | \N | \N | 0 | 30 | \N | \N | 1.224 | \N | \N | \N | Full Prod | omega-perf | \N | maurc | 2021-08-02 16:41:00 | maurc | 2021-12-03 11:00:00
333 | 303102 | Vestas | 57 | V80-2.0MW | 57 | measured_minimum_2020 | \N | \N | \N | 0 | 30 | \N | \N | 1.225 | \N | \N | \N | Full Prod | omega-perf | \N | maurc | 2021-08-02 16:41:00 | maurc | 2021-12-03 11:00:00
334 | 303103 | Vestas | 57 | V80-2.0MW | 57 | measured_minimum_2020 | \N | \N | \N | 0 | 30 | \N | \N | 1.224 | \N | \N | \N | Full Prod | omega-perf | \N | maurc | 2021-08-02 16:41:00 | maurc | 2021-12-03 11:00:00
335 | 303104 | Vestas | 57 | V80-2.0MW | 57 | measured_minimum_2020 | \N | \N | \N | 0 | 30 | \N | \N | 1.224 | \N | \N | \N | Full Prod | omega-perf | \N | maurc | 2021-08-02 16:41:00 | maurc | 2021-12-03 11:00:00
336 | 303105 | Vestas | 57 | V80-2.0MW | 57 | measured_minimum_2020 | \N | \N | \N | 0 | 30 | \N | \N | 1.226 | \N | \N | \N | Full Prod | omega-perf | \N | maurc | 2021-08-02 16:41:00 | maurc | 2021-12-03 11:00:00
337 | 303106 | Vestas | 57 | V80-2.0MW | 57 | measured_minimum_2020 | \N | \N | \N | 0 | 30 | \N | \N | 1.227 | \N | \N | \N | Full Prod | omega-perf | \N | maurc | 2021-08-02 16:41:00 | maurc | 2021-12-03 11:00:00
338 | 303201 | Senvion | 46 | MM82-2.05MW | \N | measured_minimum_2020 | \N | \N | \N | 0 | 30 | \N | \N | 1.233 | \N | \N | \N | Full Prod | omega-perf | \N | maurc | 2021-08-02 16:41:00 | maurc | 2021-12-03 11:00:00
339 | 303202 | Senvion | 46 | MM82-2.05MW | \N | measured_minimum_2020 | \N | \N | \N | 0 | 30 | \N | \N | 1.233 | \N | \N | \N | Full Prod | omega-perf | \N | maurc | 2021-08-02 16:41:00 | maurc | 2021-12-03 11:00:00
340 | 303203 | Senvion | 46 | MM82-2.05MW | \N | measured_minimum_2020 | \N | \N | \N | 0 | 30 | \N | \N | 1.232 | \N | \N | \N | Full Prod | omega-perf | \N | maurc | 2021-08-02 16:41:00 | maurc | 2021-12-03 11:00:00
341 | 303204 | Senvion | 46 | MM82-2.05MW | \N | measured_minimum_2020 | \N | \N | \N | 0 | 30 | \N | \N | 1.233 | \N | \N | \N | Full Prod | omega-perf | \N | maurc | 2021-08-02 16:41:00 | maurc | 2021-12-03 11:00:00
342 | 303205 | Senvion | 46 | MM82-2.05MW | \N | measured_minimum_2020 | \N | \N | \N | 0 | 30 | \N | \N | 1.232 | \N | \N | \N | Full Prod | omega-perf | \N | maurc | 2021-08-02 16:41:00 | maurc | 2021-12-03 11:00:00
343 | 303301 | Vestas | 57 | V80-2.0MW | 57 | measured_minimum_2020 | \N | \N | \N | 0 | 30 | \N | \N | 1.233 | \N | \N | \N | Full Prod | omega-perf | \N | maurc | 2021-08-02 16:41:00 | maurc | 2021-12-03 11:00:00
344 | 303302 | Vestas | 57 | V80-2.0MW | 57 | measured_minimum_2020 | \N | \N | \N | 0 | 30 | \N | \N | 1.233 | \N | \N | \N | Full Prod | omega-perf | \N | maurc | 2021-08-02 16:41:00 | maurc | 2021-12-03 11:00:00
345 | 303303 | Vestas | 57 | V52-0.85MW | 56 | measured_minimum_2020 | \N | \N | \N | 0 | 30 | \N | \N | 1.231 | \N | \N | \N | Full Prod | omega-perf | \N | maurc | 2021-08-02 16:41:00 | maurc | 2021-12-03 11:00:00
346 | 303406 | Vestas | 57 | V90-2.0MW | 58 | measured_minimum_2020 | \N | \N | \N | 0 | 30 | \N | \N | 1.153 | \N | \N | \N | Full Prod | omega-perf | \N | maurc | 2021-08-02 16:41:00 | maurc | 2021-12-03 11:00:00
347 | 303407 | Vestas | 57 | V90-2.0MW | 58 | measured_minimum_2020 | \N | \N | \N | 0 | 30 | \N | \N | 1.154 | \N | \N | \N | Full Prod | omega-perf | \N | maurc | 2021-08-02 16:41:00 | maurc | 2021-12-03 11:00:00
348 | 303408 | Vestas | 57 | V90-2.0MW | 58 | measured_minimum_2020 | \N | \N | \N | 0 | 30 | \N | \N | 1.156 | \N | \N | \N | Full Prod | omega-perf | \N | maurc | 2021-08-02 16:41:00 | maurc | 2021-12-03 11:00:00
349 | 303409 | Vestas | 57 | V90-2.0MW | 58 | measured_minimum_2020 | \N | \N | \N | 0 | 30 | \N | \N | 1.16 | \N | \N | \N | Full Prod | omega-perf | \N | maurc | 2021-08-02 16:41:00 | maurc | 2021-12-03 11:00:00
350 | 303410 | Vestas | 57 | V90-2.0MW | 58 | measured_minimum_2020 | \N | \N | \N | 0 | 30 | \N | \N | 1.158 | \N | \N | \N | Full Prod | omega-perf | \N | maurc | 2021-08-02 16:41:00 | maurc | 2021-12-03 11:00:00
351 | 303411 | Vestas | 57 | V90-2.0MW | 58 | measured_minimum_2020 | \N | \N | \N | 0 | 30 | \N | \N | 1.151 | \N | \N | \N | Full Prod | omega-perf | \N | maurc | 2021-08-02 16:41:00 | maurc | 2021-12-03 11:00:00
352 | 303412 | Vestas | 57 | V90-2.0MW | 58 | measured_minimum_2020 | \N | \N | \N | 0 | 30 | \N | \N | 1.153 | \N | \N | \N | Full Prod | omega-perf | \N | maurc | 2021-08-02 16:41:00 | maurc | 2021-12-03 11:00:00
353 | 303413 | Vestas | 57 | V90-2.0MW | 58 | measured_minimum_2020 | \N | \N | \N | 0 | 30 | \N | \N | 1.151 | \N | \N | \N | Full Prod | omega-perf | \N | maurc | 2021-08-02 16:41:00 | maurc | 2021-12-03 11:00:00
354 | 303414 | Vestas | 57 | V90-2.0MW | 58 | measured_minimum_2020 | \N | \N | \N | 0 | 30 | \N | \N | 1.152 | \N | \N | \N | Full Prod | omega-perf | \N | maurc | 2021-08-02 16:41:00 | maurc | 2021-12-03 11:00:00
355 | 303415 | Vestas | 57 | V90-2.0MW | 58 | measured_minimum_2020 | \N | \N | \N | 0 | 30 | \N | \N | 1.152 | \N | \N | \N | Full Prod | omega-perf | \N | maurc | 2021-08-02 16:41:00 | maurc | 2021-12-03 11:00:00
356 | 303501 | Enercon | 12 | E70-2.0MW | 7 | measured_minimum_2020 | \N | \N | \N | 0 | 30 | \N | \N | 1.088 | \N | \N | \N | Full Prod | omega-perf | \N | maurc | 2021-08-02 16:41:00 | maurc | 2021-12-03 11:00:00
357 | 303502 | Enercon | 12 | E70-2.0MW | 7 | measured_minimum_2020 | \N | \N | \N | 0 | 30 | \N | \N | 1.088 | \N | \N | \N | Full Prod | omega-perf | \N | maurc | 2021-08-02 16:41:00 | maurc | 2021-12-03 11:00:00
358 | 303503 | Enercon | 12 | E70-2.0MW | 7 | measured_minimum_2020 | \N | \N | \N | 0 | 30 | \N | \N | 1.088 | \N | \N | \N | Full Prod | omega-perf | \N | maurc | 2021-08-02 16:41:00 | maurc | 2021-12-03 11:00:00
359 | 303504 | Enercon | 12 | E70-2.0MW | 7 | measured_minimum_2020 | \N | \N | \N | 0 | 30 | \N | \N | 1.091 | \N | \N | \N | Full Prod | omega-perf | \N | maurc | 2021-08-02 16:41:00 | maurc | 2021-12-03 11:00:00
360 | 303505 | Enercon | 12 | E70-2.0MW | 7 | measured_minimum_2020 | \N | \N | \N | 0 | 30 | \N | \N | 1.088 | \N | \N | \N | Full Prod | omega-perf | \N | maurc | 2021-08-02 16:41:00 | maurc | 2021-12-03 11:00:00
361 | 303506 | Enercon | 12 | E70-2.0MW | 7 | measured_minimum_2020 | \N | \N | \N | 0 | 30 | \N | \N | 1.087 | \N | \N | \N | Full Prod | omega-perf | \N | maurc | 2021-08-02 16:41:00 | maurc | 2021-12-03 11:00:00
362 | 303601 | Enercon | 12 | E70-2.0MW | 7 | measured_minimum_2020 | \N | \N | \N | 0 | 30 | \N | \N | 1.09 | \N | \N | \N | Full Prod | omega-perf | \N | maurc | 2021-08-02 16:41:00 | maurc | 2021-12-03 11:00:00
363 | 303701 | Enercon | 12 | E70-2.3MW | 8 | measured_minimum_2020 | \N | \N | \N | 0 | 30 | \N | \N | 1.2 | \N | \N | \N | Full Prod | omega-perf | \N | maurc | 2021-08-02 16:41:00 | maurc | 2021-12-03 11:00:00
364 | 303702 | Enercon | 12 | E70-2.3MW | 8 | measured_minimum_2020 | \N | \N | \N | 0 | 30 | \N | \N | 1.2 | \N | \N | \N | Full Prod | omega-perf | \N | maurc | 2021-08-02 16:41:00 | maurc | 2021-12-03 11:00:00
365 | 303703 | Enercon | 12 | E70-2.3MW | 8 | measured_minimum_2020 | \N | \N | \N | 0 | 30 | \N | \N | 1.201 | \N | \N | \N | Full Prod | omega-perf | \N | maurc | 2021-08-02 16:41:00 | maurc | 2021-12-03 11:00:00
366 | 303704 | Enercon | 12 | E70-2.3MW | 8 | measured_minimum_2020 | \N | \N | \N | 0 | 30 | \N | \N | 1.2 | \N | \N | \N | Full Prod | omega-perf | \N | maurc | 2021-08-02 16:41:00 | maurc | 2021-12-03 11:00:00
367 | 303705 | Enercon | 12 | E70-2.3MW | 8 | measured_minimum_2020 | \N | \N | \N | 0 | 30 | \N | \N | 1.2 | \N | \N | \N | Full Prod | omega-perf | \N | maurc | 2021-08-02 16:41:00 | maurc | 2021-12-03 11:00:00
368 | 303801 | Senvion | 46 | MM70-2.0MW | 27 | measured_minimum_2020 | \N | \N | \N | 0 | 30 | \N | \N | 1.2 | \N | \N | \N | Full Prod | omega-perf | \N | maurc | 2021-08-02 16:41:00 | maurc | 2021-12-03 11:00:00
369 | 303802 | Senvion | 46 | MM70-2.0MW | 27 | measured_minimum_2020 | \N | \N | \N | 0 | 30 | \N | \N | 1.2 | \N | \N | \N | Full Prod | omega-perf | \N | maurc | 2021-08-02 16:41:00 | maurc | 2021-12-03 11:00:00
370 | 303803 | Senvion | 46 | MM70-2.0MW | 27 | measured_minimum_2020 | \N | \N | \N | 0 | 30 | \N | \N | 1.2 | \N | \N | \N | Full Prod | omega-perf | \N | maurc | 2021-08-02 16:41:00 | maurc | 2021-12-03 11:00:00
371 | 303805 | Senvion | 46 | MM70-2.0MW | 27 | measured_minimum_2020 | \N | \N | \N | 0 | 30 | \N | \N | 1.2 | \N | \N | \N | Full Prod | omega-perf | \N | maurc | 2021-08-02 16:41:00 | maurc | 2021-12-03 11:00:00
372 | 303806 | Senvion | 46 | MM70-2.0MW | 27 | measured_minimum_2020 | \N | \N | \N | 0 | 30 | \N | \N | 1.2 | \N | \N | \N | Full Prod | omega-perf | \N | maurc | 2021-08-02 16:41:00 | maurc | 2021-12-03 11:00:00
373 | 303807 | Senvion | 46 | MM70-2.0MW | 27 | measured_minimum_2020 | \N | \N | \N | 0 | 30 | \N | \N | 1.2 | \N | \N | \N | Full Prod | omega-perf | \N | maurc | 2021-08-02 16:41:00 | maurc | 2021-12-03 11:00:00
374 | 303901 | Enercon | 12 | E82-3.0MW | 11 | measured_minimum_2020 | \N | \N | \N | 0 | 30 | \N | \N | 1.098 | \N | \N | \N | Full Prod | omega-perf | \N | maurc | 2021-08-02 16:41:00 | maurc | 2021-12-03 11:00:00
375 | 303902 | Enercon | 12 | E82-3.0MW | 11 | measured_minimum_2020 | \N | \N | \N | 0 | 30 | \N | \N | 1.099 | \N | \N | \N | Full Prod | omega-perf | \N | maurc | 2021-08-02 16:41:00 | maurc | 2021-12-03 11:00:00
376 | 303903 | Enercon | 12 | E82-3.0MW | 11 | measured_minimum_2020 | \N | \N | \N | 0 | 30 | \N | \N | 1.099 | \N | \N | \N | Full Prod | omega-perf | \N | maurc | 2021-08-02 16:41:00 | maurc | 2021-12-03 11:00:00
377 | 303904 | Enercon | 12 | E82-3.0MW | 11 | measured_minimum_2020 | \N | \N | \N | 0 | 30 | \N | \N | 1.099 | \N | \N | \N | Full Prod | omega-perf | \N | maurc | 2021-08-02 16:41:00 | maurc | 2021-12-03 11:00:00
378 | 303905 | Enercon | 12 | E82-3.0MW | 11 | measured_minimum_2020 | \N | \N | \N | 0 | 30 | \N | \N | 1.102 | \N | \N | \N | Full Prod | omega-perf | \N | maurc | 2021-08-02 16:41:00 | maurc | 2021-12-03 11:00:00
379 | 303906 | Enercon | 12 | E82-3.0MW | 11 | measured_minimum_2020 | \N | \N | \N | 0 | 30 | \N | \N | 1.102 | \N | \N | \N | Full Prod | omega-perf | \N | maurc | 2021-08-02 16:41:00 | maurc | 2021-12-03 11:00:00
380 | 303907 | Enercon | 12 | E82-3.0MW | 11 | measured_minimum_2020 | \N | \N | \N | 0 | 30 | \N | \N | 1.102 | \N | \N | \N | Full Prod | omega-perf | \N | maurc | 2021-08-02 16:41:00 | maurc | 2021-12-03 11:00:00
381 | 303908 | Enercon | 12 | E82-3.0MW | 11 | measured_minimum_2020 | \N | \N | \N | 0 | 30 | \N | \N | 1.103 | \N | \N | \N | Full Prod | omega-perf | \N | maurc | 2021-08-02 16:41:00 | maurc | 2021-12-03 11:00:00
382 | 303909 | Enercon | 12 | E82-2.3MW E2 | 10 | measured_minimum_2020 | \N | \N | \N | 0 | 30 | \N | \N | 1.099 | \N | \N | \N | Full Prod | omega-perf | \N | maurc | 2021-08-02 16:41:00 | maurc | 2021-12-03 11:00:00
383 | 303910 | Enercon | 12 | E82-2.3MW E2 | 10 | measured_minimum_2020 | \N | \N | \N | 0 | 30 | \N | \N | 1.097 | \N | \N | \N | Full Prod | omega-perf | \N | maurc | 2021-08-02 16:41:00 | maurc | 2021-12-03 11:00:00
384 | 303911 | Enercon | 12 | E82-2.3MW E2 | 10 | measured_minimum_2020 | \N | \N | \N | 0 | 30 | \N | \N | 1.099 | \N | \N | \N | Full Prod | omega-perf | \N | maurc | 2021-08-02 16:41:00 | maurc | 2021-12-03 11:00:00
385 | 303912 | Enercon | 12 | E82-2.3MW E2 | 10 | measured_minimum_2020 | \N | \N | \N | 0 | 30 | \N | \N | 1.099 | \N | \N | \N | Full Prod | omega-perf | \N | maurc | 2021-08-02 16:41:00 | maurc | 2021-12-03 11:00:00
386 | 303913 | Enercon | 12 | E82-2.3MW E2 | 10 | measured_minimum_2020 | \N | \N | \N | 0 | 30 | \N | \N | 1.099 | \N | \N | \N | Full Prod | omega-perf | \N | maurc | 2021-08-02 16:41:00 | maurc | 2021-12-03 11:00:00
387 | 303914 | Enercon | 12 | E82-2.3MW E2 | 10 | measured_minimum_2020 | \N | \N | \N | 0 | 30 | \N | \N | 1.097 | \N | \N | \N | Full Prod | omega-perf | \N | maurc | 2021-08-02 16:41:00 | maurc | 2021-12-03 11:00:00
388 | 303915 | Enercon | 12 | E82-2.3MW E2 | 10 | measured_minimum_2020 | \N | \N | \N | 0 | 30 | \N | \N | 1.102 | \N | \N | \N | Full Prod | omega-perf | \N | maurc | 2021-08-02 16:41:00 | maurc | 2021-12-03 11:00:00
389 | 303916 | Enercon | 12 | E82-2.3MW E2 | 10 | measured_minimum_2020 | \N | \N | \N | 0 | 30 | \N | \N | 1.101 | \N | \N | \N | Full Prod | omega-perf | \N | maurc | 2021-08-02 16:41:00 | maurc | 2021-12-03 11:00:00
390 | 303917 | Enercon | 12 | E82-2.3MW E2 | 10 | measured_minimum_2020 | \N | \N | \N | 0 | 30 | \N | \N | 1.117 | \N | \N | \N | Full Prod | omega-perf | \N | maurc | 2021-08-02 16:41:00 | maurc | 2021-12-03 11:00:00
391 | 303918 | Enercon | 12 | E82-2.3MW E2 | 10 | measured_minimum_2020 | \N | \N | \N | 0 | 30 | \N | \N | 1.117 | \N | \N | \N | Full Prod | omega-perf | \N | maurc | 2021-08-02 16:41:00 | maurc | 2021-12-03 11:00:00
392 | 303919 | Enercon | 12 | E82-2.3MW E2 | 10 | measured_minimum_2020 | \N | \N | \N | 0 | 30 | \N | \N | 1.115 | \N | \N | \N | Full Prod | omega-perf | \N | maurc | 2021-08-02 16:41:00 | maurc | 2021-12-03 11:00:00
393 | 303920 | Enercon | 12 | E82-2.3MW E2 | 10 | measured_minimum_2020 | \N | \N | \N | 0 | 30 | \N | \N | 1.115 | \N | \N | \N | Full Prod | omega-perf | \N | maurc | 2021-08-02 16:41:00 | maurc | 2021-12-03 11:00:00
394 | 303921 | Enercon | 12 | E82-2.3MW E2 | 10 | measured_minimum_2020 | \N | \N | \N | 0 | 30 | \N | \N | 1.116 | \N | \N | \N | Full Prod | omega-perf | \N | maurc | 2021-08-02 16:41:00 | maurc | 2021-12-03 11:00:00
395 | 303922 | Enercon | 12 | E82-2.3MW E2 | 10 | measured_minimum_2020 | \N | \N | \N | 0 | 30 | \N | \N | 1.12 | \N | \N | \N | Full Prod | omega-perf | \N | maurc | 2021-08-02 16:41:00 | maurc | 2021-12-03 11:00:00
396 | 303923 | Enercon | 12 | E82-2.3MW E2 | 10 | measured_minimum_2020 | \N | \N | \N | 0 | 30 | \N | \N | 1.112 | \N | \N | \N | Full Prod | omega-perf | \N | maurc | 2021-08-02 16:41:00 | maurc | 2021-12-03 11:00:00
397 | 303924 | Enercon | 12 | E82-2.3MW E2 | 10 | measured_minimum_2020 | \N | \N | \N | 0 | 30 | \N | \N | 1.108 | \N | \N | \N | Full Prod | omega-perf | \N | maurc | 2021-08-02 16:41:00 | maurc | 2021-12-03 11:00:00
398 | 303925 | Enercon | 12 | E82-2.3MW E2 | 10 | measured_minimum_2020 | \N | \N | \N | 0 | 30 | \N | \N | 1.108 | \N | \N | \N | Full Prod | omega-perf | \N | maurc | 2021-08-02 16:41:00 | maurc | 2021-12-03 11:00:00
399 | 303926 | Enercon | 12 | E82-2.3MW E2 | 10 | measured_minimum_2020 | \N | \N | \N | 0 | 30 | \N | \N | 1.109 | \N | \N | \N | Full Prod | omega-perf | \N | maurc | 2021-08-02 16:41:00 | maurc | 2021-12-03 11:00:00
400 | 303927 | Enercon | 12 | E82-2.3MW E2 | 10 | measured_minimum_2020 | \N | \N | \N | 0 | 30 | \N | \N | 1.103 | \N | \N | \N | Full Prod | omega-perf | \N | maurc | 2021-08-02 16:41:00 | maurc | 2021-12-03 11:00:00
401 | 303928 | Enercon | 12 | E82-2.3MW E2 | 10 | measured_minimum_2020 | \N | \N | \N | 0 | 30 | \N | \N | 1.102 | \N | \N | \N | Full Prod | omega-perf | \N | maurc | 2021-08-02 16:41:00 | maurc | 2021-12-03 11:00:00
402 | 303929 | Enercon | 12 | E82-2.3MW E2 | 10 | measured_minimum_2020 | \N | \N | \N | 0 | 30 | \N | \N | 1.101 | \N | \N | \N | Full Prod | omega-perf | \N | maurc | 2021-08-02 16:41:00 | maurc | 2021-12-03 11:00:00
403 | 304001 | Gamesa | 17 | G87-2.0MW | 19 | measured_minimum_2020 | \N | \N | \N | 0 | 30 | \N | \N | 1.101 | \N | \N | \N | Full Prod | omega-perf | \N | maurc | 2021-08-02 16:41:00 | maurc | 2021-12-03 11:00:00
404 | 304002 | Gamesa | 17 | G87-2.0MW | 19 | measured_minimum_2020 | \N | \N | \N | 0 | 30 | \N | \N | 1.101 | \N | \N | \N | Full Prod | omega-perf | \N | maurc | 2021-08-02 16:41:00 | maurc | 2021-12-03 11:00:00
405 | 304003 | Gamesa | 17 | G87-2.0MW | 19 | measured_minimum_2020 | \N | \N | \N | 0 | 30 | \N | \N | 1.101 | \N | \N | \N | Full Prod | omega-perf | \N | maurc | 2021-08-02 16:41:00 | maurc | 2021-12-03 11:00:00
406 | 304004 | Gamesa | 17 | G87-2.0MW | 19 | measured_minimum_2020 | \N | \N | \N | 0 | 30 | \N | \N | 1.102 | \N | \N | \N | Full Prod | omega-perf | \N | maurc | 2021-08-02 16:41:00 | maurc | 2021-12-03 11:00:00
407 | 304005 | Gamesa | 17 | G87-2.0MW | 19 | measured_minimum_2020 | \N | \N | \N | 0 | 30 | \N | \N | 1.102 | \N | \N | \N | Full Prod | omega-perf | \N | maurc | 2021-08-02 16:41:00 | maurc | 2021-12-03 11:00:00
408 | 304006 | Gamesa | 17 | G87-2.0MW | 19 | measured_minimum_2020 | \N | \N | \N | 0 | 30 | \N | \N | 1.102 | \N | \N | \N | Full Prod | omega-perf | \N | maurc | 2021-08-02 16:41:00 | maurc | 2021-12-03 11:00:00
409 | 304105 | Senvion | 46 | MM82-2.0MW | 28 | measured_minimum_2020 | \N | \N | \N | 0 | 30 | \N | \N | 1.197 | \N | \N | \N | Full Prod | omega-perf | \N | maurc | 2021-08-02 16:41:00 | maurc | 2021-12-03 11:00:00
410 | 304106 | Senvion | 46 | MM82-2.0MW | 28 | measured_minimum_2020 | \N | \N | \N | 0 | 30 | \N | \N | 1.196 | \N | \N | \N | Full Prod | omega-perf | \N | maurc | 2021-08-02 16:41:00 | maurc | 2021-12-03 11:00:00
411 | 304107 | Senvion | 46 | MM82-2.0MW | 28 | measured_minimum_2020 | \N | \N | \N | 0 | 30 | \N | \N | 1.195 | \N | \N | \N | Full Prod | omega-perf | \N | maurc | 2021-08-02 16:41:00 | maurc | 2021-12-03 11:00:00
412 | 304301 | Senvion | 46 | MM92-2.05MW | 29 | measured_minimum_2020 | \N | \N | \N | 0 | 30 | \N | \N | 1.22 | \N | \N | \N | Full Prod | omega-perf | \N | maurc | 2021-08-02 16:41:00 | maurc | 2021-12-03 11:00:00
413 | 304302 | Senvion | 46 | MM92-2.05MW | 29 | measured_minimum_2020 | \N | \N | \N | 0 | 30 | \N | \N | 1.22 | \N | \N | \N | Full Prod | omega-perf | \N | maurc | 2021-08-02 16:41:00 | maurc | 2021-12-03 11:00:00
414 | 304303 | Senvion | 46 | MM92-2.05MW | 29 | measured_minimum_2020 | \N | \N | \N | 0 | 30 | \N | \N | 1.22 | \N | \N | \N | Full Prod | omega-perf | \N | maurc | 2021-08-02 16:41:00 | maurc | 2021-12-03 11:00:00
415 | 304304 | Senvion | 46 | MM92-2.05MW | 29 | measured_minimum_2020 | \N | \N | \N | 0 | 30 | \N | \N | 1.22 | \N | \N | \N | Full Prod | omega-perf | \N | maurc | 2021-08-02 16:41:00 | maurc | 2021-12-03 11:00:00
416 | 304305 | Senvion | 46 | MM92-2.05MW | 29 | measured_minimum_2020 | \N | \N | \N | 0 | 30 | \N | \N | 1.221 | \N | \N | \N | Full Prod | omega-perf | \N | maurc | 2021-08-02 16:41:00 | maurc | 2021-12-03 11:00:00
417 | 304306 | Senvion | 46 | MM92-2.05MW | 29 | measured_minimum_2020 | \N | \N | \N | 0 | 30 | \N | \N | 1.22 | \N | \N | \N | Full Prod | omega-perf | \N | maurc | 2021-08-02 16:41:00 | maurc | 2021-12-03 11:00:00
418 | 304401 | Vestas | 57 | V90-2.0MW | 58 | measured_minimum_2020 | \N | \N | \N | 0 | 30 | \N | \N | 1.194 | \N | \N | \N | Full Prod | omega-perf | \N | maurc | 2021-08-02 16:41:00 | maurc | 2021-12-03 11:00:00
419 | 304402 | Vestas | 57 | V90-2.0MW | 58 | measured_minimum_2020 | \N | \N | \N | 0 | 30 | \N | \N | 1.193 | \N | \N | \N | Full Prod | omega-perf | \N | maurc | 2021-08-02 16:41:00 | maurc | 2021-12-03 11:00:00
420 | 304403 | Vestas | 57 | V90-2.0MW | 58 | measured_minimum_2020 | \N | \N | \N | 0 | 30 | \N | \N | 1.192 | \N | \N | \N | Full Prod | omega-perf | \N | maurc | 2021-08-02 16:41:00 | maurc | 2021-12-03 11:00:00
421 | 304404 | Vestas | 57 | V90-2.0MW | 58 | measured_minimum_2020 | \N | \N | \N | 0 | 30 | \N | \N | 1.193 | \N | \N | \N | Full Prod | omega-perf | \N | maurc | 2021-08-02 16:41:00 | maurc | 2021-12-03 11:00:00
422 | 304501 | Senvion | 46 | MM82-2.0MW | 28 | measured_minimum_2020 | \N | \N | \N | 0 | 30 | \N | \N | 1.193 | \N | \N | \N | Full Prod | omega-perf | \N | maurc | 2021-08-02 16:41:00 | maurc | 2021-12-03 11:00:00
423 | 304502 | Senvion | 46 | MM82-2.0MW | 28 | measured_minimum_2020 | \N | \N | \N | 0 | 30 | \N | \N | 1.194 | \N | \N | \N | Full Prod | omega-perf | \N | maurc | 2021-08-02 16:41:00 | maurc | 2021-12-03 11:00:00
424 | 304503 | Senvion | 46 | MM82-2.0MW | 28 | measured_minimum_2020 | \N | \N | \N | 0 | 30 | \N | \N | 1.196 | \N | \N | \N | Full Prod | omega-perf | \N | maurc | 2021-08-02 16:41:00 | maurc | 2021-12-03 11:00:00
425 | 304601 | Vestas | 57 | V90-3.0MW | 59 | measured_minimum_2020 | \N | \N | \N | 0 | 30 | \N | \N | 1.208 | \N | \N | \N | Full Prod | omega-perf | \N | maurc | 2021-08-02 16:41:00 | maurc | 2021-12-03 11:00:00
426 | 304602 | Vestas | 57 | V90-3.0MW | 59 | measured_minimum_2020 | \N | \N | \N | 0 | 30 | \N | \N | 1.207 | \N | \N | \N | Full Prod | omega-perf | \N | maurc | 2021-08-02 16:41:00 | maurc | 2021-12-03 11:00:00
427 | 304603 | Vestas | 57 | V90-3.0MW | 59 | measured_minimum_2020 | \N | \N | \N | 0 | 30 | \N | \N | 1.208 | \N | \N | \N | Full Prod | omega-perf | \N | maurc | 2021-08-02 16:41:00 | maurc | 2021-12-03 11:00:00
428 | 304604 | Vestas | 57 | V90-3.0MW | 59 | measured_minimum_2020 | \N | \N | \N | 0 | 30 | \N | \N | 1.208 | \N | \N | \N | Full Prod | omega-perf | \N | maurc | 2021-08-02 16:41:00 | maurc | 2021-12-03 11:00:00
429 | 304605 | Vestas | 57 | V90-3.0MW | 59 | measured_minimum_2020 | \N | \N | \N | 0 | 30 | \N | \N | 1.208 | \N | \N | \N | Full Prod | omega-perf | \N | maurc | 2021-08-02 16:41:00 | maurc | 2021-12-03 11:00:00
430 | 304606 | Vestas | 57 | V90-3.0MW | 59 | measured_minimum_2020 | \N | \N | \N | 0 | 30 | \N | \N | 1.209 | \N | \N | \N | Full Prod | omega-perf | \N | maurc | 2021-08-02 16:41:00 | maurc | 2021-12-03 11:00:00
431 | 304607 | Vestas | 57 | V90-3.0MW | 59 | measured_minimum_2020 | \N | \N | \N | 0 | 30 | \N | \N | 1.209 | \N | \N | \N | Full Prod | omega-perf | \N | maurc | 2021-08-02 16:41:00 | maurc | 2021-12-03 11:00:00
432 | 304608 | Vestas | 57 | V90-3.0MW | 59 | measured_minimum_2020 | \N | \N | \N | 0 | 30 | \N | \N | 1.209 | \N | \N | \N | Full Prod | omega-perf | \N | maurc | 2021-08-02 16:41:00 | maurc | 2021-12-03 11:00:00
433 | 304609 | Vestas | 57 | V90-3.0MW | 59 | measured_minimum_2020 | \N | \N | \N | 0 | 30 | \N | \N | 1.209 | \N | \N | \N | Full Prod | omega-perf | \N | maurc | 2021-08-02 16:41:00 | maurc | 2021-12-03 11:00:00
434 | 304610 | Vestas | 57 | V90-3.0MW | 59 | measured_minimum_2020 | \N | \N | \N | 0 | 30 | \N | \N | 1.211 | \N | \N | \N | Full Prod | omega-perf | \N | maurc | 2021-08-02 16:41:00 | maurc | 2021-12-03 11:00:00
435 | 304611 | Vestas | 57 | V90-3.0MW | 59 | measured_minimum_2020 | \N | \N | \N | 0 | 30 | \N | \N | 1.209 | \N | \N | \N | Full Prod | omega-perf | \N | maurc | 2021-08-02 16:41:00 | maurc | 2021-12-03 11:00:00
436 | 304612 | Vestas | 57 | V80-2.0MW | 57 | measured_minimum_2020 | \N | \N | \N | 0 | 30 | \N | \N | 1.21 | \N | \N | \N | Full Prod | omega-perf | \N | maurc | 2021-08-02 16:41:00 | maurc | 2021-12-03 11:00:00
437 | 304613 | Vestas | 57 | V90-3.0MW | 59 | measured_minimum_2020 | \N | \N | \N | 0 | 30 | \N | \N | 1.208 | \N | \N | \N | Full Prod | omega-perf | \N | maurc | 2021-08-02 16:41:00 | maurc | 2021-12-03 11:00:00
438 | 304614 | Vestas | 57 | V80-2.0MW | 57 | measured_minimum_2020 | \N | \N | \N | 0 | 30 | \N | \N | 1.21 | \N | \N | \N | Full Prod | omega-perf | \N | maurc | 2021-08-02 16:41:00 | maurc | 2021-12-03 11:00:00
439 | 304615 | Vestas | 57 | V80-2.0MW | 57 | measured_minimum_2020 | \N | \N | \N | 0 | 30 | \N | \N | 1.209 | \N | \N | \N | Full Prod | omega-perf | \N | maurc | 2021-08-02 16:41:00 | maurc | 2021-12-03 11:00:00
440 | 304616 | Vestas | 57 | V80-2.0MW | 57 | measured_minimum_2020 | \N | \N | \N | 0 | 30 | \N | \N | 1.209 | \N | \N | \N | Full Prod | omega-perf | \N | maurc | 2021-08-02 16:41:00 | maurc | 2021-12-03 11:00:00
441 | 304617 | Vestas | 57 | V80-2.0MW | 57 | measured_minimum_2020 | \N | \N | \N | 0 | 30 | \N | \N | 1.21 | \N | \N | \N | Full Prod | omega-perf | \N | maurc | 2021-08-02 16:41:00 | maurc | 2021-12-03 11:00:00
442 | 304618 | Vestas | 57 | V80-2.0MW | 57 | measured_minimum_2020 | \N | \N | \N | 0 | 30 | \N | \N | 1.21 | \N | \N | \N | Full Prod | omega-perf | \N | maurc | 2021-08-02 16:41:00 | maurc | 2021-12-03 11:00:00
443 | 304619 | Vestas | 57 | V80-2.0MW | 57 | measured_minimum_2020 | \N | \N | \N | 0 | 30 | \N | \N | 1.21 | \N | \N | \N | Full Prod | omega-perf | \N | maurc | 2021-08-02 16:41:00 | maurc | 2021-12-03 11:00:00
444 | 304620 | Vestas | 57 | V90-3.0MW | 59 | measured_minimum_2020 | \N | \N | \N | 0 | 30 | \N | \N | 1.208 | \N | \N | \N | Full Prod | omega-perf | \N | maurc | 2021-08-02 16:41:00 | maurc | 2021-12-03 11:00:00
445 | 304621 | Vestas | 57 | V90-3.0MW | 59 | measured_minimum_2020 | \N | \N | \N | 0 | 30 | \N | \N | 1.208 | \N | \N | \N | Full Prod | omega-perf | \N | maurc | 2021-08-02 16:41:00 | maurc | 2021-12-03 11:00:00
446 | 304622 | Vestas | 57 | V90-3.0MW | 59 | measured_minimum_2020 | \N | \N | \N | 0 | 30 | \N | \N | 1.211 | \N | \N | \N | Full Prod | omega-perf | \N | maurc | 2021-08-02 16:41:00 | maurc | 2021-12-03 11:00:00
447 | 304623 | Vestas | 57 | V80-2.0MW | 57 | measured_minimum_2020 | \N | \N | \N | 0 | 30 | \N | \N | 1.208 | \N | \N | \N | Full Prod | omega-perf | \N | maurc | 2021-08-02 16:41:00 | maurc | 2021-12-03 11:00:00
448 | 304624 | Vestas | 57 | V80-2.0MW | 57 | measured_minimum_2020 | \N | \N | \N | 0 | 30 | \N | \N | 1.208 | \N | \N | \N | Full Prod | omega-perf | \N | maurc | 2021-08-02 16:41:00 | maurc | 2021-12-03 11:00:00
449 | 304625 | Vestas | 57 | V90-3.0MW | 59 | measured_minimum_2020 | \N | \N | \N | 0 | 30 | \N | \N | 1.207 | \N | \N | \N | Full Prod | omega-perf | \N | maurc | 2021-08-02 16:41:00 | maurc | 2021-12-03 11:00:00
450 | 304626 | Vestas | 57 | V90-3.0MW | 59 | measured_minimum_2020 | \N | \N | \N | 0 | 30 | \N | \N | 1.207 | \N | \N | \N | Full Prod | omega-perf | \N | maurc | 2021-08-02 16:41:00 | maurc | 2021-12-03 11:00:00
451 | 304627 | Vestas | 57 | V90-3.0MW | 59 | measured_minimum_2020 | \N | \N | \N | 0 | 30 | \N | \N | 1.207 | \N | \N | \N | Full Prod | omega-perf | \N | maurc | 2021-08-02 16:41:00 | maurc | 2021-12-03 11:00:00
452 | 304628 | Vestas | 57 | V90-3.0MW | 59 | measured_minimum_2020 | \N | \N | \N | 0 | 30 | \N | \N | 1.206 | \N | \N | \N | Full Prod | omega-perf | \N | maurc | 2021-08-02 16:41:00 | maurc | 2021-12-03 11:00:00
453 | 304629 | Vestas | 57 | V90-3.0MW | 59 | measured_minimum_2020 | \N | \N | \N | 0 | 30 | \N | \N | 1.206 | \N | \N | \N | Full Prod | omega-perf | \N | maurc | 2021-08-02 16:41:00 | maurc | 2021-12-03 11:00:00
454 | 304630 | Vestas | 57 | V90-3.0MW | 59 | measured_minimum_2020 | \N | \N | \N | 0 | 30 | \N | \N | 1.208 | \N | \N | \N | Full Prod | omega-perf | \N | maurc | 2021-08-02 16:41:00 | maurc | 2021-12-03 11:00:00
455 | 304631 | Vestas | 57 | V90-3.0MW | 59 | measured_minimum_2020 | \N | \N | \N | 0 | 30 | \N | \N | 1.206 | \N | \N | \N | Full Prod | omega-perf | \N | maurc | 2021-08-02 16:41:00 | maurc | 2021-12-03 11:00:00
456 | 304632 | Vestas | 57 | V90-3.0MW | 59 | measured_minimum_2020 | \N | \N | \N | 0 | 30 | \N | \N | 1.205 | \N | \N | \N | Full Prod | omega-perf | \N | maurc | 2021-08-02 16:41:00 | maurc | 2021-12-03 11:00:00
457 | 304633 | Vestas | 57 | V90-3.0MW | 59 | measured_minimum_2020 | \N | \N | \N | 0 | 30 | \N | \N | 1.205 | \N | \N | \N | Full Prod | omega-perf | \N | maurc | 2021-08-02 16:41:00 | maurc | 2021-12-03 11:00:00
458 | 304634 | Vestas | 57 | V90-3.0MW | 59 | measured_minimum_2020 | \N | \N | \N | 0 | 30 | \N | \N | 1.205 | \N | \N | \N | Full Prod | omega-perf | \N | maurc | 2021-08-02 16:41:00 | maurc | 2021-12-03 11:00:00
459 | 304635 | Vestas | 57 | V90-3.0MW | 59 | measured_minimum_2020 | \N | \N | \N | 0 | 30 | \N | \N | 1.205 | \N | \N | \N | Full Prod | omega-perf | \N | maurc | 2021-08-02 16:41:00 | maurc | 2021-12-03 11:00:00
460 | 304701 | Enercon | 12 | E70-2.3MW | 8 | measured_minimum_2020 | \N | \N | \N | 0 | 30 | \N | \N | 1.224 | \N | \N | \N | Full Prod | omega-perf | \N | maurc | 2021-08-02 16:41:00 | maurc | 2021-12-03 11:00:00
461 | 304702 | Enercon | 12 | E70-2.3MW | 8 | measured_minimum_2020 | \N | \N | \N | 0 | 30 | \N | \N | 1.224 | \N | \N | \N | Full Prod | omega-perf | \N | maurc | 2021-08-02 16:41:00 | maurc | 2021-12-03 11:00:00
462 | 304703 | Enercon | 12 | E70-2.3MW | 8 | measured_minimum_2020 | \N | \N | \N | 0 | 30 | \N | \N | 1.225 | \N | \N | \N | Full Prod | omega-perf | \N | maurc | 2021-08-02 16:41:00 | maurc | 2021-12-03 11:00:00
463 | 304704 | Enercon | 12 | E70-2.3MW | 8 | measured_minimum_2020 | \N | \N | \N | 0 | 30 | \N | \N | 1.226 | \N | \N | \N | Full Prod | omega-perf | \N | maurc | 2021-08-02 16:41:00 | maurc | 2021-12-03 11:00:00
464 | 304801 | Vestas | 57 | V52-0.85MW | 56 | measured_minimum_2020 | \N | \N | \N | 0 | 30 | \N | \N | 1.174 | \N | \N | \N | Full Prod | omega-perf | \N | maurc | 2021-08-02 16:41:00 | maurc | 2021-12-03 11:00:00
465 | 304802 | Vestas | 57 | V52-0.85MW | 56 | measured_minimum_2020 | \N | \N | \N | 0 | 30 | \N | \N | 1.174 | \N | \N | \N | Full Prod | omega-perf | \N | maurc | 2021-08-02 16:41:00 | maurc | 2021-12-03 11:00:00
466 | 304803 | Vestas | 57 | V52-0.85MW | 56 | measured_minimum_2020 | \N | \N | \N | 0 | 30 | \N | \N | 1.176 | \N | \N | \N | Full Prod | omega-perf | \N | maurc | 2021-08-02 16:41:00 | maurc | 2021-12-03 11:00:00
467 | 304804 | Vestas | 57 | V52-0.85MW | 56 | measured_minimum_2020 | \N | \N | \N | 0 | 30 | \N | \N | 1.178 | \N | \N | \N | Full Prod | omega-perf | \N | maurc | 2021-08-02 16:41:00 | maurc | 2021-12-03 11:00:00
468 | 304805 | Vestas | 57 | V52-0.85MW | 56 | measured_minimum_2020 | \N | \N | \N | 0 | 30 | \N | \N | 1.179 | \N | \N | \N | Full Prod | omega-perf | \N | maurc | 2021-08-02 16:41:00 | maurc | 2021-12-03 11:00:00
469 | 304806 | Vestas | 57 | V52-0.85MW | 56 | measured_minimum_2020 | \N | \N | \N | 0 | 30 | \N | \N | 1.18 | \N | \N | \N | Full Prod | omega-perf | \N | maurc | 2021-08-02 16:41:00 | maurc | 2021-12-03 11:00:00
470 | 304901 | Vestas | 57 | V52-0.85MW | 56 | measured_minimum_2020 | \N | \N | \N | 0 | 30 | \N | \N | 1.237 | \N | \N | \N | Full Prod | omega-perf | \N | maurc | 2021-08-02 16:41:00 | maurc | 2021-12-03 11:00:00
471 | 304902 | Vestas | 57 | V80-2.0MW | 57 | measured_minimum_2020 | \N | \N | \N | 0 | 30 | \N | \N | 1.235 | \N | \N | \N | Full Prod | omega-perf | \N | maurc | 2021-08-02 16:41:00 | maurc | 2021-12-03 11:00:00
472 | 304903 | Vestas | 57 | V80-2.0MW | 57 | measured_minimum_2020 | \N | \N | \N | 0 | 30 | \N | \N | 1.236 | \N | \N | \N | Full Prod | omega-perf | \N | maurc | 2021-08-02 16:41:00 | maurc | 2021-12-03 11:00:00
473 | 304904 | Vestas | 57 | V80-2.0MW | 57 | measured_minimum_2020 | \N | \N | \N | 0 | 30 | \N | \N | 1.236 | \N | \N | \N | Full Prod | omega-perf | \N | maurc | 2021-08-02 16:41:00 | maurc | 2021-12-03 11:00:00
474 | 305001 | Vestas | 57 | V90-3.0MW | 59 | measured_minimum_2020 | \N | \N | \N | 0 | 30 | \N | \N | 1.132 | \N | \N | \N | Full Prod | omega-perf | \N | maurc | 2021-08-02 16:41:00 | maurc | 2021-12-03 11:00:00
475 | 305002 | Vestas | 57 | V90-3.0MW | 59 | measured_minimum_2020 | \N | \N | \N | 0 | 30 | \N | \N | 1.133 | \N | \N | \N | Full Prod | omega-perf | \N | maurc | 2021-08-02 16:41:00 | maurc | 2021-12-03 11:00:00
476 | 305003 | Vestas | 57 | V90-3.0MW | 59 | measured_minimum_2020 | \N | \N | \N | 0 | 30 | \N | \N | 1.135 | \N | \N | \N | Full Prod | omega-perf | \N | maurc | 2021-08-02 16:41:00 | maurc | 2021-12-03 11:00:00
477 | 305004 | Vestas | 57 | V90-3.0MW | 59 | measured_minimum_2020 | \N | \N | \N | 0 | 30 | \N | \N | 1.134 | \N | \N | \N | Full Prod | omega-perf | \N | maurc | 2021-08-02 16:41:00 | maurc | 2021-12-03 11:00:00
478 | 305005 | Vestas | 57 | V90-3.0MW | 59 | measured_minimum_2020 | \N | \N | \N | 0 | 30 | \N | \N | 1.134 | \N | \N | \N | Full Prod | omega-perf | \N | maurc | 2021-08-02 16:41:00 | maurc | 2021-12-03 11:00:00
479 | 305006 | Vestas | 57 | V90-3.0MW | 59 | measured_minimum_2020 | \N | \N | \N | 0 | 30 | \N | \N | 1.134 | \N | \N | \N | Full Prod | omega-perf | \N | maurc | 2021-08-02 16:41:00 | maurc | 2021-12-03 11:00:00
480 | 305007 | Vestas | 57 | V90-3.0MW | 59 | measured_minimum_2020 | \N | \N | \N | 0 | 30 | \N | \N | 1.133 | \N | \N | \N | Full Prod | omega-perf | \N | maurc | 2021-08-02 16:41:00 | maurc | 2021-12-03 11:00:00
481 | 305008 | Vestas | 57 | V90-3.0MW | 59 | measured_minimum_2020 | \N | \N | \N | 0 | 30 | \N | \N | 1.132 | \N | \N | \N | Full Prod | omega-perf | \N | maurc | 2021-08-02 16:41:00 | maurc | 2021-12-03 11:00:00
482 | 305009 | Vestas | 57 | V90-3.0MW | 59 | measured_minimum_2020 | \N | \N | \N | 0 | 30 | \N | \N | 1.131 | \N | \N | \N | Full Prod | omega-perf | \N | maurc | 2021-08-02 16:41:00 | maurc | 2021-12-03 11:00:00
483 | 305010 | Vestas | 57 | V90-3.0MW | 59 | measured_minimum_2020 | \N | \N | \N | 0 | 30 | \N | \N | 1.13 | \N | \N | \N | Full Prod | omega-perf | \N | maurc | 2021-08-02 16:41:00 | maurc | 2021-12-03 11:00:00
484 | 305011 | Vestas | 57 | V90-3.0MW | 59 | measured_minimum_2020 | \N | \N | \N | 0 | 30 | \N | \N | 1.13 | \N | \N | \N | Full Prod | omega-perf | \N | maurc | 2021-08-02 16:41:00 | maurc | 2021-12-03 11:00:00
485 | 305017 | Vestas | 57 | V90-3.0MW | 59 | measured_minimum_2020 | \N | \N | \N | 0 | 30 | \N | \N | 1.136 | \N | \N | \N | Full Prod | omega-perf | \N | maurc | 2021-08-02 16:41:00 | maurc | 2021-12-03 11:00:00
486 | 305018 | Vestas | 57 | V90-3.0MW | 59 | measured_minimum_2020 | \N | \N | \N | 0 | 30 | \N | \N | 1.133 | \N | \N | \N | Full Prod | omega-perf | \N | maurc | 2021-08-02 16:41:00 | maurc | 2021-12-03 11:00:00
487 | 305019 | Vestas | 57 | V90-3.0MW | 59 | measured_minimum_2020 | \N | \N | \N | 0 | 30 | \N | \N | 1.132 | \N | \N | \N | Full Prod | omega-perf | \N | maurc | 2021-08-02 16:41:00 | maurc | 2021-12-03 11:00:00
488 | 305020 | Vestas | 57 | V90-3.0MW | 59 | measured_minimum_2020 | \N | \N | \N | 0 | 30 | \N | \N | 1.132 | \N | \N | \N | Full Prod | omega-perf | \N | maurc | 2021-08-02 16:41:00 | maurc | 2021-12-03 11:00:00
489 | 305021 | Vestas | 57 | V90-3.0MW | 59 | measured_minimum_2020 | \N | \N | \N | 0 | 30 | \N | \N | 1.131 | \N | \N | \N | Full Prod | omega-perf | \N | maurc | 2021-08-02 16:41:00 | maurc | 2021-12-03 11:00:00
490 | 305022 | Vestas | 57 | V90-3.0MW | 59 | measured_minimum_2020 | \N | \N | \N | 0 | 30 | \N | \N | 1.132 | \N | \N | \N | Full Prod | omega-perf | \N | maurc | 2021-08-02 16:41:00 | maurc | 2021-12-03 11:00:00
491 | 305023 | Vestas | 57 | V90-3.0MW | 59 | measured_minimum_2020 | \N | \N | \N | 0 | 30 | \N | \N | 1.132 | \N | \N | \N | Full Prod | omega-perf | \N | maurc | 2021-08-02 16:41:00 | maurc | 2021-12-03 11:00:00
492 | 305024 | Vestas | 57 | V90-3.0MW | 59 | measured_minimum_2020 | \N | \N | \N | 0 | 30 | \N | \N | 1.132 | \N | \N | \N | Full Prod | omega-perf | \N | maurc | 2021-08-02 16:41:00 | maurc | 2021-12-03 11:00:00
493 | 305025 | Vestas | 57 | V90-3.0MW | 59 | measured_minimum_2020 | \N | \N | \N | 0 | 30 | \N | \N | 1.132 | \N | \N | \N | Full Prod | omega-perf | \N | maurc | 2021-08-02 16:41:00 | maurc | 2021-12-03 11:00:00
494 | 305101 | Vestas | 57 | V80-2.0MW | 57 | measured_minimum_2020 | \N | \N | \N | 0 | 30 | \N | \N | 1.128 | \N | \N | \N | Full Prod | omega-perf | \N | maurc | 2021-08-02 16:41:00 | maurc | 2021-12-03 11:00:00
495 | 305102 | Vestas | 57 | V80-2.0MW | 57 | measured_minimum_2020 | \N | \N | \N | 0 | 30 | \N | \N | 1.123 | \N | \N | \N | Full Prod | omega-perf | \N | maurc | 2021-08-02 16:41:00 | maurc | 2021-12-03 11:00:00
496 | 305103 | Vestas | 57 | V80-2.0MW | 57 | measured_minimum_2020 | \N | \N | \N | 0 | 30 | \N | \N | 1.125 | \N | \N | \N | Full Prod | omega-perf | \N | maurc | 2021-08-02 16:41:00 | maurc | 2021-12-03 11:00:00
497 | 305104 | Vestas | 57 | V80-2.0MW | 57 | measured_minimum_2020 | \N | \N | \N | 0 | 30 | \N | \N | 1.125 | \N | \N | \N | Full Prod | omega-perf | \N | maurc | 2021-08-02 16:41:00 | maurc | 2021-12-03 11:00:00
498 | 305105 | Vestas | 57 | V80-2.0MW | 57 | measured_minimum_2020 | \N | \N | \N | 0 | 30 | \N | \N | 1.123 | \N | \N | \N | Full Prod | omega-perf | \N | maurc | 2021-08-02 16:41:00 | maurc | 2021-12-03 11:00:00
499 | 305106 | Vestas | 57 | V80-2.0MW | 57 | measured_minimum_2020 | \N | \N | \N | 0 | 30 | \N | \N | 1.126 | \N | \N | \N | Full Prod | omega-perf | \N | maurc | 2021-08-02 16:41:00 | maurc | 2021-12-03 11:00:00
500 | 305201 | Vestas | 57 | V90-2.0MW | 58 | measured_minimum_2020 | \N | \N | \N | 0 | 30 | \N | \N | 1.195 | \N | \N | \N | Full Prod | omega-perf | \N | maurc | 2021-08-02 16:41:00 | maurc | 2021-12-03 11:00:00
501 | 305202 | Vestas | 57 | V90-2.0MW | 58 | measured_minimum_2020 | \N | \N | \N | 0 | 30 | \N | \N | 1.193 | \N | \N | \N | Full Prod | omega-perf | \N | maurc | 2021-08-02 16:41:00 | maurc | 2021-12-03 11:00:00
502 | 305203 | Vestas | 57 | V90-2.0MW | 58 | measured_minimum_2020 | \N | \N | \N | 0 | 30 | \N | \N | 1.194 | \N | \N | \N | Full Prod | omega-perf | \N | maurc | 2021-08-02 16:41:00 | maurc | 2021-12-03 11:00:00
503 | 305204 | Vestas | 57 | V90-2.0MW | 58 | measured_minimum_2020 | \N | \N | \N | 0 | 30 | \N | \N | 1.194 | \N | \N | \N | Full Prod | omega-perf | \N | maurc | 2021-08-02 16:41:00 | maurc | 2021-12-03 11:00:00
504 | 305205 | Vestas | 57 | V90-2.0MW | 58 | measured_minimum_2020 | \N | \N | \N | 0 | 30 | \N | \N | 1.194 | \N | \N | \N | Full Prod | omega-perf | \N | maurc | 2021-08-02 16:41:00 | maurc | 2021-12-03 11:00:00
505 | 305206 | Vestas | 57 | V90-2.0MW | 58 | measured_minimum_2020 | \N | \N | \N | 0 | 30 | \N | \N | 1.194 | \N | \N | \N | Full Prod | omega-perf | \N | maurc | 2021-08-02 16:41:00 | maurc | 2021-12-03 11:00:00
506 | 305212 | Vestas | 57 | V90-2.0MW | 58 | measured_minimum_2020 | \N | \N | \N | 0 | 30 | \N | \N | 1.194 | \N | \N | \N | Full Prod | omega-perf | \N | maurc | 2021-08-02 16:41:00 | maurc | 2021-12-03 11:00:00
507 | 305213 | Vestas | 57 | V90-2.0MW | 58 | measured_minimum_2020 | \N | \N | \N | 0 | 30 | \N | \N | 1.194 | \N | \N | \N | Full Prod | omega-perf | \N | maurc | 2021-08-02 16:41:00 | maurc | 2021-12-03 11:00:00
508 | 305215 | Vestas | 57 | V90-2.0MW | 58 | measured_minimum_2020 | \N | \N | \N | 0 | 30 | \N | \N | 1.193 | \N | \N | \N | Full Prod | omega-perf | \N | maurc | 2021-08-02 16:41:00 | maurc | 2021-12-03 11:00:00
509 | 305216 | Vestas | 57 | V90-2.0MW | 58 | measured_minimum_2020 | \N | \N | \N | 0 | 30 | \N | \N | 1.194 | \N | \N | \N | Full Prod | omega-perf | \N | maurc | 2021-08-02 16:41:00 | maurc | 2021-12-03 11:00:00
510 | 305217 | Vestas | 57 | V90-2.0MW | 58 | measured_minimum_2020 | \N | \N | \N | 0 | 30 | \N | \N | 1.193 | \N | \N | \N | Full Prod | omega-perf | \N | maurc | 2021-08-02 16:41:00 | maurc | 2021-12-03 11:00:00
511 | 305218 | Vestas | 57 | V90-2.0MW | 58 | measured_minimum_2020 | \N | \N | \N | 0 | 30 | \N | \N | 1.194 | \N | \N | \N | Full Prod | omega-perf | \N | maurc | 2021-08-02 16:41:00 | maurc | 2021-12-03 11:00:00
512 | 305301 | Nordex | 34 | N90-2.3MW | 38 | measured_minimum_2020 | \N | \N | \N | 0 | 30 | \N | \N | 1.198 | \N | \N | \N | Full Prod | omega-perf | \N | maurc | 2021-08-02 16:41:00 | maurc | 2021-12-03 11:00:00
513 | 305302 | Nordex | 34 | N90-2.3MW | 38 | measured_minimum_2020 | \N | \N | \N | 0 | 30 | \N | \N | 1.197 | \N | \N | \N | Full Prod | omega-perf | \N | maurc | 2021-08-02 16:41:00 | maurc | 2021-12-03 11:00:00
514 | 305303 | Nordex | 34 | N90-2.3MW | 38 | measured_minimum_2020 | \N | \N | \N | 0 | 30 | \N | \N | 1.198 | \N | \N | \N | Full Prod | omega-perf | \N | maurc | 2021-08-02 16:41:00 | maurc | 2021-12-03 11:00:00
515 | 305304 | Nordex | 34 | N90-2.3MW | 38 | measured_minimum_2020 | \N | \N | \N | 0 | 30 | \N | \N | 1.197 | \N | \N | \N | Full Prod | omega-perf | \N | maurc | 2021-08-02 16:41:00 | maurc | 2021-12-03 11:00:00
516 | 305305 | Nordex | 34 | N90-2.3MW | 38 | measured_minimum_2020 | \N | \N | \N | 0 | 30 | \N | \N | 1.198 | \N | \N | \N | Full Prod | omega-perf | \N | maurc | 2021-08-02 16:41:00 | maurc | 2021-12-03 11:00:00
517 | 305401 | Vestas | 57 | V90-3.0MW | 59 | measured_minimum_2020 | \N | \N | \N | 0 | 30 | \N | \N | 1.227 | \N | \N | \N | Full Prod | omega-perf | \N | maurc | 2021-08-02 16:41:00 | maurc | 2021-12-03 11:00:00
518 | 305402 | Vestas | 57 | V90-3.0MW | 59 | measured_minimum_2020 | \N | \N | \N | 0 | 30 | \N | \N | 1.226 | \N | \N | \N | Full Prod | omega-perf | \N | maurc | 2021-08-02 16:41:00 | maurc | 2021-12-03 11:00:00
519 | 305501 | Vestas | 57 | V80-2.0MW | 57 | measured_minimum_2020 | \N | \N | \N | 0 | 30 | \N | \N | 1.234 | \N | \N | \N | Full Prod | omega-perf | \N | maurc | 2021-08-02 16:41:00 | maurc | 2021-12-03 11:00:00
520 | 305502 | Vestas | 57 | V80-2.0MW | 57 | measured_minimum_2020 | \N | \N | \N | 0 | 30 | \N | \N | 1.235 | \N | \N | \N | Full Prod | omega-perf | \N | maurc | 2021-08-02 16:41:00 | maurc | 2021-12-03 11:00:00
521 | 305503 | Vestas | 57 | V80-2.0MW | 57 | measured_minimum_2020 | \N | \N | \N | 0 | 30 | \N | \N | 1.233 | \N | \N | \N | Full Prod | omega-perf | \N | maurc | 2021-08-02 16:41:00 | maurc | 2021-12-03 11:00:00
522 | 305504 | Vestas | 57 | V80-2.0MW | 57 | measured_minimum_2020 | \N | \N | \N | 0 | 30 | \N | \N | 1.232 | \N | \N | \N | Full Prod | omega-perf | \N | maurc | 2021-08-02 16:41:00 | maurc | 2021-12-03 11:00:00
523 | 305701 | Senvion | 46 | MM82-2.0MW | 28 | measured_minimum_2020 | \N | \N | \N | 0 | 30 | \N | \N | 1.193 | \N | \N | \N | Full Prod | omega-perf | \N | maurc | 2021-08-02 16:41:00 | maurc | 2021-12-03 11:00:00
524 | 305702 | Senvion | 46 | MM82-2.0MW | 28 | measured_minimum_2020 | \N | \N | \N | 0 | 30 | \N | \N | 1.194 | \N | \N | \N | Full Prod | omega-perf | \N | maurc | 2021-08-02 16:41:00 | maurc | 2021-12-03 11:00:00
525 | 305703 | Senvion | 46 | MM82-2.0MW | 28 | measured_minimum_2020 | \N | \N | \N | 0 | 30 | \N | \N | 1.191 | \N | \N | \N | Full Prod | omega-perf | \N | maurc | 2021-08-02 16:41:00 | maurc | 2021-12-03 11:00:00
526 | 305801 | Senvion | 46 | MM82-2.0MW | 28 | measured_minimum_2020 | \N | \N | \N | 0 | 30 | \N | \N | 1.238 | \N | \N | \N | Full Prod | omega-perf | \N | maurc | 2021-08-02 16:41:00 | maurc | 2021-12-03 11:00:00
527 | 305802 | Senvion | 46 | MM82-2.0MW | 28 | measured_minimum_2020 | \N | \N | \N | 0 | 30 | \N | \N | 1.238 | \N | \N | \N | Full Prod | omega-perf | \N | maurc | 2021-08-02 16:41:00 | maurc | 2021-12-03 11:00:00
528 | 305803 | Senvion | 46 | MM82-2.0MW | 28 | measured_minimum_2020 | \N | \N | \N | 0 | 30 | \N | \N | 1.238 | \N | \N | \N | Full Prod | omega-perf | \N | maurc | 2021-08-02 16:41:00 | maurc | 2021-12-03 11:00:00
529 | 305804 | Senvion | 46 | MM82-2.0MW | 28 | measured_minimum_2020 | \N | \N | \N | 0 | 30 | \N | \N | 1.238 | \N | \N | \N | Full Prod | omega-perf | \N | maurc | 2021-08-02 16:41:00 | maurc | 2021-12-03 11:00:00
530 | 305901 | Enercon | 12 | E70-2.3MW | 8 | measured_minimum_2020 | \N | \N | \N | 0 | 30 | \N | \N | 1.207 | \N | \N | \N | Full Prod | omega-perf | \N | maurc | 2021-08-02 16:41:00 | maurc | 2021-12-03 11:00:00
531 | 305902 | Enercon | 12 | E70-2.3MW | 8 | measured_minimum_2020 | \N | \N | \N | 0 | 30 | \N | \N | 1.208 | \N | \N | \N | Full Prod | omega-perf | \N | maurc | 2021-08-02 16:41:00 | maurc | 2021-12-03 11:00:00
532 | 305903 | Enercon | 12 | E70-2.3MW | 8 | measured_minimum_2020 | \N | \N | \N | 0 | 30 | \N | \N | 1.208 | \N | \N | \N | Full Prod | omega-perf | \N | maurc | 2021-08-02 16:41:00 | maurc | 2021-12-03 11:00:00
533 | 305904 | Enercon | 12 | E70-2.3MW | 8 | measured_minimum_2020 | \N | \N | \N | 0 | 30 | \N | \N | 1.207 | \N | \N | \N | Full Prod | omega-perf | \N | maurc | 2021-08-02 16:41:00 | maurc | 2021-12-03 11:00:00
534 | 305905 | Enercon | 12 | E70-2.3MW | 8 | measured_minimum_2020 | \N | \N | \N | 0 | 30 | \N | \N | 1.207 | \N | \N | \N | Full Prod | omega-perf | \N | maurc | 2021-08-02 16:41:00 | maurc | 2021-12-03 11:00:00
535 | 305906 | Enercon | 12 | E70-2.3MW | 8 | measured_minimum_2020 | \N | \N | \N | 0 | 30 | \N | \N | 1.206 | \N | \N | \N | Full Prod | omega-perf | \N | maurc | 2021-08-02 16:41:00 | maurc | 2021-12-03 11:00:00
536 | 305907 | Enercon | 12 | E70-2.3MW | 8 | measured_minimum_2020 | \N | \N | \N | 0 | 30 | \N | \N | 1.206 | \N | \N | \N | Full Prod | omega-perf | \N | maurc | 2021-08-02 16:41:00 | maurc | 2021-12-03 11:00:00
537 | 305908 | Enercon | 12 | E70-2.3MW | 8 | measured_minimum_2020 | \N | \N | \N | 0 | 30 | \N | \N | 1.206 | \N | \N | \N | Full Prod | omega-perf | \N | maurc | 2021-08-02 16:41:00 | maurc | 2021-12-03 11:00:00
538 | 305909 | Enercon | 12 | E70-2.3MW | 8 | measured_minimum_2020 | \N | \N | \N | 0 | 30 | \N | \N | 1.206 | \N | \N | \N | Full Prod | omega-perf | \N | maurc | 2021-08-02 16:41:00 | maurc | 2021-12-03 11:00:00
539 | 305910 | Enercon | 12 | E70-2.3MW | 8 | measured_minimum_2020 | \N | \N | \N | 0 | 30 | \N | \N | 1.206 | \N | \N | \N | Full Prod | omega-perf | \N | maurc | 2021-08-02 16:41:00 | maurc | 2021-12-03 11:00:00
540 | 305911 | Enercon | 12 | E70-2.3MW | 8 | measured_minimum_2020 | \N | \N | \N | 0 | 30 | \N | \N | 1.207 | \N | \N | \N | Full Prod | omega-perf | \N | maurc | 2021-08-02 16:41:00 | maurc | 2021-12-03 11:00:00
541 | 305912 | Enercon | 12 | E70-2.3MW | 8 | measured_minimum_2020 | \N | \N | \N | 0 | 30 | \N | \N | 1.207 | \N | \N | \N | Full Prod | omega-perf | \N | maurc | 2021-08-02 16:41:00 | maurc | 2021-12-03 11:00:00
542 | 305913 | Enercon | 12 | E70-2.3MW | 8 | measured_minimum_2020 | \N | \N | \N | 0 | 30 | \N | \N | 1.206 | \N | \N | \N | Full Prod | omega-perf | \N | maurc | 2021-08-02 16:41:00 | maurc | 2021-12-03 11:00:00
543 | 305914 | Enercon | 12 | E70-2.3MW | 8 | measured_minimum_2020 | \N | \N | \N | 0 | 30 | \N | \N | 1.207 | \N | \N | \N | Full Prod | omega-perf | \N | maurc | 2021-08-02 16:41:00 | maurc | 2021-12-03 11:00:00
544 | 305915 | Enercon | 12 | E70-2.3MW | 8 | measured_minimum_2020 | \N | \N | \N | 0 | 30 | \N | \N | 1.207 | \N | \N | \N | Full Prod | omega-perf | \N | maurc | 2021-08-02 16:41:00 | maurc | 2021-12-03 11:00:00
545 | 305916 | Enercon | 12 | E70-2.3MW | 8 | measured_minimum_2020 | \N | \N | \N | 0 | 30 | \N | \N | 1.207 | \N | \N | \N | Full Prod | omega-perf | \N | maurc | 2021-08-02 16:41:00 | maurc | 2021-12-03 11:00:00
546 | 305917 | Enercon | 12 | E70-2.3MW | 8 | measured_minimum_2020 | \N | \N | \N | 0 | 30 | \N | \N | 1.208 | \N | \N | \N | Full Prod | omega-perf | \N | maurc | 2021-08-02 16:41:00 | maurc | 2021-12-03 11:00:00
547 | 305918 | Enercon | 12 | E70-2.3MW | 8 | measured_minimum_2020 | \N | \N | \N | 0 | 30 | \N | \N | 1.209 | \N | \N | \N | Full Prod | omega-perf | \N | maurc | 2021-08-02 16:41:00 | maurc | 2021-12-03 11:00:00
548 | 305919 | Enercon | 12 | E70-2.3MW | 8 | measured_minimum_2020 | \N | \N | \N | 0 | 30 | \N | \N | 1.208 | \N | \N | \N | Full Prod | omega-perf | \N | maurc | 2021-08-02 16:41:00 | maurc | 2021-12-03 11:00:00
549 | 305920 | Enercon | 12 | E70-2.3MW | 8 | measured_minimum_2020 | \N | \N | \N | 0 | 30 | \N | \N | 1.207 | \N | \N | \N | Full Prod | omega-perf | \N | maurc | 2021-08-02 16:41:00 | maurc | 2021-12-03 11:00:00
550 | 305921 | Enercon | 12 | E70-2.3MW | 8 | measured_minimum_2020 | \N | \N | \N | 0 | 30 | \N | \N | 1.206 | \N | \N | \N | Full Prod | omega-perf | \N | maurc | 2021-08-02 16:41:00 | maurc | 2021-12-03 11:00:00
551 | 305922 | Enercon | 12 | E70-2.3MW | 8 | measured_minimum_2020 | \N | \N | \N | 0 | 30 | \N | \N | 1.206 | \N | \N | \N | Full Prod | omega-perf | \N | maurc | 2021-08-02 16:41:00 | maurc | 2021-12-03 11:00:00
552 | 304201 | Nordex | 34 | N131-3.6MW | 33 | measured_minimum_2020 | \N | \N | \N | 0 | 30 | \N | \N | 1.223 | \N | \N | \N | Full Prod | omega-perf | \N | maurc | 2021-08-02 16:41:00 | maurc | 2021-12-03 11:00:00
553 | 304202 | Nordex | 34 | N131-3.6MW | 33 | measured_minimum_2020 | \N | \N | \N | 0 | 30 | \N | \N | 1.223 | \N | \N | \N | Full Prod | omega-perf | \N | maurc | 2021-08-02 16:41:00 | maurc | 2021-12-03 11:00:00
554 | 304203 | Nordex | 34 | N131-3.6MW | 33 | measured_minimum_2020 | \N | \N | \N | 0 | 30 | \N | \N | 1.223 | \N | \N | \N | Full Prod | omega-perf | \N | maurc | 2021-08-02 16:41:00 | maurc | 2021-12-03 11:00:00
555 | 304204 | Nordex | 34 | N131-3.6MW | 33 | measured_minimum_2020 | \N | \N | \N | 0 | 30 | \N | \N | 1.223 | \N | \N | \N | Full Prod | omega-perf | \N | maurc | 2021-08-02 16:41:00 | maurc | 2021-12-03 11:00:00
556 | 304205 | Nordex | 34 | N131-3.6MW | 33 | measured_minimum_2020 | \N | \N | \N | 0 | 30 | \N | \N | 1.223 | \N | \N | \N | Full Prod | omega-perf | \N | maurc | 2021-08-02 16:41:00 | maurc | 2021-12-03 11:00:00
557 | 304206 | Nordex | 34 | N131-3.6MW | 33 | measured_minimum_2020 | \N | \N | \N | 0 | 30 | \N | \N | 1.223 | \N | \N | \N | Full Prod | omega-perf | \N | maurc | 2021-08-02 16:41:00 | maurc | 2021-12-03 11:00:00
558 | 302301 | Vestas | 57 | V100-2.2MW | 46 | measured_minimum_2020 | \N | \N | \N | 0 | 30 | \N | \N | 1.222 | \N | \N | \N | Full Prod | omega-perf | \N | maurc | 2021-08-02 16:41:00 | maurc | 2021-12-03 11:00:00
559 | 302302 | Vestas | 57 | V100-2.2MW | 46 | measured_minimum_2020 | \N | \N | \N | 0 | 30 | \N | \N | 1.222 | \N | \N | \N | Full Prod | omega-perf | \N | maurc | 2021-08-02 16:41:00 | maurc | 2021-12-03 11:00:00
560 | 302303 | Vestas | 57 | V100-2.2MW | 46 | measured_minimum_2020 | \N | \N | \N | 0 | 30 | \N | \N | 1.222 | \N | \N | \N | Full Prod | omega-perf | \N | maurc | 2021-08-02 16:41:00 | maurc | 2021-12-03 11:00:00
561 | 302304 | Vestas | 57 | V100-2.2MW | 46 | measured_minimum_2020 | \N | \N | \N | 0 | 30 | \N | \N | 1.222 | \N | \N | \N | Full Prod | omega-perf | \N | maurc | 2021-08-02 16:41:00 | maurc | 2021-12-03 11:00:00
562 | 302305 | Vestas | 57 | V100-2.2MW | 46 | measured_minimum_2020 | \N | \N | \N | 0 | 30 | \N | \N | 1.222 | \N | \N | \N | Full Prod | omega-perf | \N | maurc | 2021-08-02 16:41:00 | maurc | 2021-12-03 11:00:00
563 | 302306 | Vestas | 57 | V100-2.2MW | 46 | measured_minimum_2020 | \N | \N | \N | 0 | 30 | \N | \N | 1.222 | \N | \N | \N | Full Prod | omega-perf | \N | maurc | 2021-08-02 16:41:00 | maurc | 2021-12-03 11:00:00
564 | 305601 | Enercon | 12 | E82-3.0MW | 11 | measured_minimum_2020 | \N | \N | \N | 0 | 30 | \N | \N | 1.1 | \N | \N | \N | Full Prod | omega-perf | \N | maurc | 2021-08-02 16:41:00 | maurc | 2021-12-03 11:00:00
565 | 305602 | Enercon | 12 | E82-3.0MW | 11 | measured_minimum_2020 | \N | \N | \N | 0 | 30 | \N | \N | 1.1 | \N | \N | \N | Full Prod | omega-perf | \N | maurc | 2021-08-02 16:41:00 | maurc | 2021-12-03 11:00:00
566 | 305603 | Enercon | 12 | E82-3.0MW | 11 | measured_minimum_2020 | \N | \N | \N | 0 | 30 | \N | \N | 1.1 | \N | \N | \N | Full Prod | omega-perf | \N | maurc | 2021-08-02 16:41:00 | maurc | 2021-12-03 11:00:00
567 | 305604 | Enercon | 12 | E82-3.0MW | 11 | measured_minimum_2020 | \N | \N | \N | 0 | 30 | \N | \N | 1.099 | \N | \N | \N | Full Prod | omega-perf | \N | maurc | 2021-08-02 16:41:00 | maurc | 2021-12-03 11:00:00
568 | 305605 | Enercon | 12 | E82-3.0MW | 11 | measured_minimum_2020 | \N | \N | \N | 0 | 30 | \N | \N | 1.099 | \N | \N | \N | Full Prod | omega-perf | \N | maurc | 2021-08-02 16:41:00 | maurc | 2021-12-03 11:00:00
569 | 305606 | Enercon | 12 | E82-3.0MW | 11 | measured_minimum_2020 | \N | \N | \N | 0 | 30 | \N | \N | 1.099 | \N | \N | \N | Full Prod | omega-perf | \N | maurc | 2021-08-02 16:41:00 | maurc | 2021-12-03 11:00:00
570 | 305607 | Enercon | 12 | E82-3.0MW | 11 | measured_minimum_2020 | \N | \N | \N | 0 | 30 | \N | \N | 1.099 | \N | \N | \N | Full Prod | omega-perf | \N | maurc | 2021-08-02 16:41:00 | maurc | 2021-12-03 11:00:00
571 | 305608 | Enercon | 12 | E82-3.0MW | 11 | measured_minimum_2020 | \N | \N | \N | 0 | 30 | \N | \N | 1.098 | \N | \N | \N | Full Prod | omega-perf | \N | maurc | 2021-08-02 16:41:00 | maurc | 2021-12-03 11:00:00
572 | 305609 | Enercon | 12 | E82-3.0MW | 11 | measured_minimum_2020 | \N | \N | \N | 0 | 30 | \N | \N | 1.098 | \N | \N | \N | Full Prod | omega-perf | \N | maurc | 2021-08-02 16:41:00 | maurc | 2021-12-03 11:00:00
573 | 200001 | Vestas | 57 | V90-3.0MW | 59 | measured_average_2020 | \N | \N | \N | 0 | 30 | \N | \N | 1.105 | \N | \N | \N | Full Prod | omega-perf | \N | maurc | 2021-08-02 16:41:00 | maurc | 2021-12-03 11:00:00
574 | 200002 | Vestas | 57 | V90-3.0MW | 59 | measured_average_2020 | \N | \N | \N | 0 | 30 | \N | \N | 1.103 | \N | \N | \N | Full Prod | omega-perf | \N | maurc | 2021-08-02 16:41:00 | maurc | 2021-12-03 11:00:00
575 | 200003 | Vestas | 57 | V90-3.0MW | 59 | measured_average_2020 | \N | \N | \N | 0 | 30 | \N | \N | 1.104 | \N | \N | \N | Full Prod | omega-perf | \N | maurc | 2021-08-02 16:41:00 | maurc | 2021-12-03 11:00:00
576 | 200004 | Vestas | 57 | V90-3.0MW | 59 | measured_average_2020 | \N | \N | \N | 0 | 30 | \N | \N | 1.105 | \N | \N | \N | Full Prod | omega-perf | \N | maurc | 2021-08-02 16:41:00 | maurc | 2021-12-03 11:00:00
577 | 200101 | Nordex | 34 | N90-2.3MW | 38 | measured_average_2020 | \N | \N | \N | 0 | 30 | \N | \N | 1.202 | \N | \N | \N | Full Prod | omega-perf | \N | maurc | 2021-08-02 16:41:00 | maurc | 2021-12-03 11:00:00
578 | 200102 | Nordex | 34 | N90-2.3MW | 38 | measured_average_2020 | \N | \N | \N | 0 | 30 | \N | \N | 1.203 | \N | \N | \N | Full Prod | omega-perf | \N | maurc | 2021-08-02 16:41:00 | maurc | 2021-12-03 11:00:00
579 | 200103 | Nordex | 34 | N90-2.3MW | 38 | measured_average_2020 | \N | \N | \N | 0 | 30 | \N | \N | 1.203 | \N | \N | \N | Full Prod | omega-perf | \N | maurc | 2021-08-02 16:41:00 | maurc | 2021-12-03 11:00:00
580 | 200104 | Nordex | 34 | N90-2.3MW | 38 | measured_average_2020 | \N | \N | \N | 0 | 30 | \N | \N | 1.203 | \N | \N | \N | Full Prod | omega-perf | \N | maurc | 2021-08-02 16:41:00 | maurc | 2021-12-03 11:00:00
581 | 200105 | Nordex | 34 | N90-2.3MW | 38 | measured_average_2020 | \N | \N | \N | 0 | 30 | \N | \N | 1.203 | \N | \N | \N | Full Prod | omega-perf | \N | maurc | 2021-08-02 16:41:00 | maurc | 2021-12-03 11:00:00
582 | 200201 | Senvion | 46 | MM70-2.0MW | 27 | measured_average_2020 | \N | \N | \N | 0 | 30 | \N | \N | 1.202 | \N | \N | \N | Full Prod | omega-perf | \N | maurc | 2021-08-02 16:41:00 | maurc | 2021-12-03 11:00:00
583 | 200202 | Senvion | 46 | MM70-2.0MW | 27 | measured_average_2020 | \N | \N | \N | 0 | 30 | \N | \N | 1.201 | \N | \N | \N | Full Prod | omega-perf | \N | maurc | 2021-08-02 16:41:00 | maurc | 2021-12-03 11:00:00
584 | 200203 | Senvion | 46 | MM70-2.0MW | 27 | measured_average_2020 | \N | \N | \N | 0 | 30 | \N | \N | 1.202 | \N | \N | \N | Full Prod | omega-perf | \N | maurc | 2021-08-02 16:41:00 | maurc | 2021-12-03 11:00:00
585 | 200204 | Senvion | 46 | MM70-2.0MW | 27 | measured_average_2020 | \N | \N | \N | 0 | 30 | \N | \N | 1.201 | \N | \N | \N | Full Prod | omega-perf | \N | maurc | 2021-08-02 16:41:00 | maurc | 2021-12-03 11:00:00
586 | 200205 | Senvion | 46 | MM70-2.0MW | 27 | measured_average_2020 | \N | \N | \N | 0 | 30 | \N | \N | 1.199 | \N | \N | \N | Full Prod | omega-perf | \N | maurc | 2021-08-02 16:41:00 | maurc | 2021-12-03 11:00:00
587 | 200211 | Senvion | 46 | MM70-2.0MW | 27 | measured_average_2020 | \N | \N | \N | 0 | 30 | \N | \N | 1.198 | \N | \N | \N | Full Prod | omega-perf | \N | maurc | 2021-08-02 16:41:00 | maurc | 2021-12-03 11:00:00
588 | 200301 | Vestas | 57 | V80-2.0MW | 57 | measured_average_2020 | \N | \N | \N | 0 | 30 | \N | \N | 1.2 | \N | \N | \N | Full Prod | omega-perf | \N | maurc | 2021-08-02 16:41:00 | maurc | 2021-12-03 11:00:00
589 | 200302 | Vestas | 57 | V80-2.0MW | 57 | measured_average_2020 | \N | \N | \N | 0 | 30 | \N | \N | 1.201 | \N | \N | \N | Full Prod | omega-perf | \N | maurc | 2021-08-02 16:41:00 | maurc | 2021-12-03 11:00:00
590 | 200303 | Vestas | 57 | V80-2.0MW | 57 | measured_average_2020 | \N | \N | \N | 0 | 30 | \N | \N | 1.2 | \N | \N | \N | Full Prod | omega-perf | \N | maurc | 2021-08-02 16:41:00 | maurc | 2021-12-03 11:00:00
591 | 200304 | Vestas | 57 | V80-2.0MW | 57 | measured_average_2020 | \N | \N | \N | 0 | 30 | \N | \N | 1.198 | \N | \N | \N | Full Prod | omega-perf | \N | maurc | 2021-08-02 16:41:00 | maurc | 2021-12-03 11:00:00
592 | 200305 | Vestas | 57 | V80-2.0MW | 57 | measured_average_2020 | \N | \N | \N | 0 | 30 | \N | \N | 1.192 | \N | \N | \N | Full Prod | omega-perf | \N | maurc | 2021-08-02 16:41:00 | maurc | 2021-12-03 11:00:00
593 | 200306 | Vestas | 57 | V80-2.0MW | 57 | measured_average_2020 | \N | \N | \N | 0 | 30 | \N | \N | 1.19 | \N | \N | \N | Full Prod | omega-perf | \N | maurc | 2021-08-02 16:41:00 | maurc | 2021-12-03 11:00:00
594 | 200307 | Vestas | 57 | V80-2.0MW | 57 | measured_average_2020 | \N | \N | \N | 0 | 30 | \N | \N | 1.19 | \N | \N | \N | Full Prod | omega-perf | \N | maurc | 2021-08-02 16:41:00 | maurc | 2021-12-03 11:00:00
595 | 200406 | Senvion | 46 | MM70-2.0MW | 27 | measured_average_2020 | \N | \N | \N | 0 | 30 | \N | \N | 1.202 | \N | \N | \N | Full Prod | omega-perf | \N | maurc | 2021-08-02 16:41:00 | maurc | 2021-12-03 11:00:00
596 | 200407 | Senvion | 46 | MM70-2.0MW | 27 | measured_average_2020 | \N | \N | \N | 0 | 30 | \N | \N | 1.201 | \N | \N | \N | Full Prod | omega-perf | \N | maurc | 2021-08-02 16:41:00 | maurc | 2021-12-03 11:00:00
597 | 200408 | Senvion | 46 | MM70-2.0MW | 27 | measured_average_2020 | \N | \N | \N | 0 | 30 | \N | \N | 1.202 | \N | \N | \N | Full Prod | omega-perf | \N | maurc | 2021-08-02 16:41:00 | maurc | 2021-12-03 11:00:00
598 | 200409 | Senvion | 46 | MM70-2.0MW | 27 | measured_average_2020 | \N | \N | \N | 0 | 30 | \N | \N | 1.199 | \N | \N | \N | Full Prod | omega-perf | \N | maurc | 2021-08-02 16:41:00 | maurc | 2021-12-03 11:00:00
599 | 200410 | Senvion | 46 | MM70-2.0MW | 27 | measured_average_2020 | \N | \N | \N | 0 | 30 | \N | \N | 1.198 | \N | \N | \N | Full Prod | omega-perf | \N | maurc | 2021-08-02 16:41:00 | maurc | 2021-12-03 11:00:00
600 | 200501 | Enercon | 12 | E70-2.0MW | 7 | measured_average_2020 | \N | \N | \N | 0 | 30 | \N | \N | 1.072 | \N | \N | \N | Full Prod | omega-perf | \N | maurc | 2021-08-02 16:41:00 | maurc | 2021-12-03 11:00:00
601 | 200502 | Enercon | 12 | E70-2.0MW | 7 | measured_average_2020 | \N | \N | \N | 0 | 30 | \N | \N | 1.071 | \N | \N | \N | Full Prod | omega-perf | \N | maurc | 2021-08-02 16:41:00 | maurc | 2021-12-03 11:00:00
602 | 200503 | Enercon | 12 | E70-2.0MW | 7 | measured_average_2020 | \N | \N | \N | 0 | 30 | \N | \N | 1.07 | \N | \N | \N | Full Prod | omega-perf | \N | maurc | 2021-08-02 16:41:00 | maurc | 2021-12-03 11:00:00
603 | 200504 | Enercon | 12 | E70-2.0MW | 7 | measured_average_2020 | \N | \N | \N | 0 | 30 | \N | \N | 1.069 | \N | \N | \N | Full Prod | omega-perf | \N | maurc | 2021-08-02 16:41:00 | maurc | 2021-12-03 11:00:00
604 | 200505 | Enercon | 12 | E70-2.0MW | 7 | measured_average_2020 | \N | \N | \N | 0 | 30 | \N | \N | 1.068 | \N | \N | \N | Full Prod | omega-perf | \N | maurc | 2021-08-02 16:41:00 | maurc | 2021-12-03 11:00:00
605 | 200506 | Enercon | 12 | E70-2.0MW | 7 | measured_average_2020 | \N | \N | \N | 0 | 30 | \N | \N | 1.067 | \N | \N | \N | Full Prod | omega-perf | \N | maurc | 2021-08-02 16:41:00 | maurc | 2021-12-03 11:00:00
606 | 200601 | Vestas | 57 | V90-2.0MW | 58 | measured_average_2020 | \N | \N | \N | 0 | 30 | \N | \N | 1.142 | \N | \N | \N | Full Prod | omega-perf | \N | maurc | 2021-08-02 16:41:00 | maurc | 2021-12-03 11:00:00
607 | 200602 | Vestas | 57 | V90-2.0MW | 58 | measured_average_2020 | \N | \N | \N | 0 | 30 | \N | \N | 1.141 | \N | \N | \N | Full Prod | omega-perf | \N | maurc | 2021-08-02 16:41:00 | maurc | 2021-12-03 11:00:00
608 | 200603 | Vestas | 57 | V90-2.0MW | 58 | measured_average_2020 | \N | \N | \N | 0 | 30 | \N | \N | 1.137 | \N | \N | \N | Full Prod | omega-perf | \N | maurc | 2021-08-02 16:41:00 | maurc | 2021-12-03 11:00:00
609 | 200604 | Vestas | 57 | V90-2.0MW | 58 | measured_average_2020 | \N | \N | \N | 0 | 30 | \N | \N | 1.134 | \N | \N | \N | Full Prod | omega-perf | \N | maurc | 2021-08-02 16:41:00 | maurc | 2021-12-03 11:00:00
610 | 200605 | Vestas | 57 | V90-2.0MW | 58 | measured_average_2020 | \N | \N | \N | 0 | 30 | \N | \N | 1.13 | \N | \N | \N | Full Prod | omega-perf | \N | maurc | 2021-08-02 16:41:00 | maurc | 2021-12-03 11:00:00
611 | 200606 | Vestas | 57 | V90-2.0MW | 58 | measured_average_2020 | \N | \N | \N | 0 | 30 | \N | \N | 1.132 | \N | \N | \N | Full Prod | omega-perf | \N | maurc | 2021-08-02 16:41:00 | maurc | 2021-12-03 11:00:00
612 | 200607 | Vestas | 57 | V90-2.0MW | 58 | measured_average_2020 | \N | \N | \N | 0 | 30 | \N | \N | 1.132 | \N | \N | \N | Full Prod | omega-perf | \N | maurc | 2021-08-02 16:41:00 | maurc | 2021-12-03 11:00:00
613 | 200608 | Vestas | 57 | V90-2.0MW | 58 | measured_average_2020 | \N | \N | \N | 0 | 30 | \N | \N | 1.132 | \N | \N | \N | Full Prod | omega-perf | \N | maurc | 2021-08-02 16:41:00 | maurc | 2021-12-03 11:00:00
614 | 200609 | Vestas | 57 | V90-2.0MW | 58 | measured_average_2020 | \N | \N | \N | 0 | 30 | \N | \N | 1.131 | \N | \N | \N | Full Prod | omega-perf | \N | maurc | 2021-08-02 16:41:00 | maurc | 2021-12-03 11:00:00
615 | 200610 | Vestas | 57 | V90-2.0MW | 58 | measured_average_2020 | \N | \N | \N | 0 | 30 | \N | \N | 1.13 | \N | \N | \N | Full Prod | omega-perf | \N | maurc | 2021-08-02 16:41:00 | maurc | 2021-12-03 11:00:00
616 | 200701 | Nordex | 34 | N90-2.5MW | 39 | measured_average_2020 | \N | \N | \N | 0 | 30 | \N | \N | 1.202 | \N | \N | \N | Full Prod | omega-perf | \N | maurc | 2021-08-02 16:41:00 | maurc | 2021-12-03 11:00:00
617 | 200702 | Nordex | 34 | N90-2.5MW | 39 | measured_average_2020 | \N | \N | \N | 0 | 30 | \N | \N | 1.203 | \N | \N | \N | Full Prod | omega-perf | \N | maurc | 2021-08-02 16:41:00 | maurc | 2021-12-03 11:00:00
618 | 200703 | Nordex | 34 | N90-2.5MW | 39 | measured_average_2020 | \N | \N | \N | 0 | 30 | \N | \N | 1.2 | \N | \N | \N | Full Prod | omega-perf | \N | maurc | 2021-08-02 16:41:00 | maurc | 2021-12-03 11:00:00
619 | 200704 | Nordex | 34 | N90-2.5MW | 39 | measured_average_2020 | \N | \N | \N | 0 | 30 | \N | \N | 1.201 | \N | \N | \N | Full Prod | omega-perf | \N | maurc | 2021-08-02 16:41:00 | maurc | 2021-12-03 11:00:00
620 | 200801 | Enercon | 12 | E70-2.3MW | 8 | measured_average_2020 | \N | \N | \N | 0 | 30 | \N | \N | 1.224 | \N | \N | \N | Full Prod | omega-perf | \N | maurc | 2021-08-02 16:41:00 | maurc | 2021-12-03 11:00:00
621 | 200802 | Enercon | 12 | E70-2.3MW | 8 | measured_average_2020 | \N | \N | \N | 0 | 30 | \N | \N | 1.224 | \N | \N | \N | Full Prod | omega-perf | \N | maurc | 2021-08-02 16:41:00 | maurc | 2021-12-03 11:00:00
622 | 200803 | Enercon | 12 | E70-2.3MW | 8 | measured_average_2020 | \N | \N | \N | 0 | 30 | \N | \N | 1.224 | \N | \N | \N | Full Prod | omega-perf | \N | maurc | 2021-08-02 16:41:00 | maurc | 2021-12-03 11:00:00
623 | 200804 | Enercon | 12 | E70-2.3MW | 8 | measured_average_2020 | \N | \N | \N | 0 | 30 | \N | \N | 1.225 | \N | \N | \N | Full Prod | omega-perf | \N | maurc | 2021-08-02 16:41:00 | maurc | 2021-12-03 11:00:00
624 | 200805 | Enercon | 12 | E70-2.3MW | 8 | measured_average_2020 | \N | \N | \N | 0 | 30 | \N | \N | 1.226 | \N | \N | \N | Full Prod | omega-perf | \N | maurc | 2021-08-02 16:41:00 | maurc | 2021-12-03 11:00:00
625 | 200901 | Vestas | 57 | V117-3.3MW | 51 | measured_average_2020 | \N | \N | \N | 0 | 30 | \N | \N | 1.236 | \N | \N | \N | Full Prod | omega-perf | \N | maurc | 2021-08-02 16:41:00 | maurc | 2021-12-03 11:00:00
626 | 200902 | Vestas | 57 | V117-3.3MW | 51 | measured_average_2020 | \N | \N | \N | 0 | 30 | \N | \N | 1.236 | \N | \N | \N | Full Prod | omega-perf | \N | maurc | 2021-08-02 16:41:00 | maurc | 2021-12-03 11:00:00
627 | 200903 | Vestas | 57 | V117-3.3MW | 51 | measured_average_2020 | \N | \N | \N | 0 | 30 | \N | \N | 1.236 | \N | \N | \N | Full Prod | omega-perf | \N | maurc | 2021-08-02 16:41:00 | maurc | 2021-12-03 11:00:00
628 | 200904 | Vestas | 57 | V117-3.3MW | 51 | measured_average_2020 | \N | \N | \N | 0 | 30 | \N | \N | 1.236 | \N | \N | \N | Full Prod | omega-perf | \N | maurc | 2021-08-02 16:41:00 | maurc | 2021-12-03 11:00:00
629 | 200905 | Vestas | 57 | V117-3.3MW | 51 | measured_average_2020 | \N | \N | \N | 0 | 30 | \N | \N | 1.236 | \N | \N | \N | Full Prod | omega-perf | \N | maurc | 2021-08-02 16:41:00 | maurc | 2021-12-03 11:00:00
630 | 200906 | Vestas | 57 | V117-3.3MW | 51 | measured_average_2020 | \N | \N | \N | 0 | 30 | \N | \N | 1.236 | \N | \N | \N | Full Prod | omega-perf | \N | maurc | 2021-08-02 16:41:00 | maurc | 2021-12-03 11:00:00
631 | 201001 | Enercon | 12 | E70-2.3MW | 8 | measured_average_2020 | \N | \N | \N | 0 | 30 | \N | \N | 1.122 | \N | \N | \N | Full Prod | omega-perf | \N | maurc | 2021-08-02 16:41:00 | maurc | 2021-12-03 11:00:00
632 | 201002 | Enercon | 12 | E70-2.3MW | 8 | measured_average_2020 | \N | \N | \N | 0 | 30 | \N | \N | 1.121 | \N | \N | \N | Full Prod | omega-perf | \N | maurc | 2021-08-02 16:41:00 | maurc | 2021-12-03 11:00:00
633 | 201003 | Enercon | 12 | E70-2.3MW | 8 | measured_average_2020 | \N | \N | \N | 0 | 30 | \N | \N | 1.121 | \N | \N | \N | Full Prod | omega-perf | \N | maurc | 2021-08-02 16:41:00 | maurc | 2021-12-03 11:00:00
634 | 201004 | Enercon | 12 | E70-2.3MW | 8 | measured_average_2020 | \N | \N | \N | 0 | 30 | \N | \N | 1.122 | \N | \N | \N | Full Prod | omega-perf | \N | maurc | 2021-08-02 16:41:00 | maurc | 2021-12-03 11:00:00
635 | 201005 | Enercon | 12 | E70-2.3MW | 8 | measured_average_2020 | \N | \N | \N | 0 | 30 | \N | \N | 1.122 | \N | \N | \N | Full Prod | omega-perf | \N | maurc | 2021-08-02 16:41:00 | maurc | 2021-12-03 11:00:00
636 | 201111 | Vestas | 57 | V90-3.0MW | 59 | measured_average_2020 | \N | \N | \N | 0 | 30 | \N | \N | 1.223 | \N | \N | \N | Full Prod | omega-perf | \N | maurc | 2021-08-02 16:41:00 | maurc | 2021-12-03 11:00:00
637 | 201112 | Vestas | 57 | V90-3.0MW | 59 | measured_average_2020 | \N | \N | \N | 0 | 30 | \N | \N | 1.224 | \N | \N | \N | Full Prod | omega-perf | \N | maurc | 2021-08-02 16:41:00 | maurc | 2021-12-03 11:00:00
638 | 201113 | Vestas | 57 | V90-3.0MW | 59 | measured_average_2020 | \N | \N | \N | 0 | 30 | \N | \N | 1.223 | \N | \N | \N | Full Prod | omega-perf | \N | maurc | 2021-08-02 16:41:00 | maurc | 2021-12-03 11:00:00
639 | 201114 | Vestas | 57 | V90-3.0MW | 59 | measured_average_2020 | \N | \N | \N | 0 | 30 | \N | \N | 1.223 | \N | \N | \N | Full Prod | omega-perf | \N | maurc | 2021-08-02 16:41:00 | maurc | 2021-12-03 11:00:00
640 | 201121 | Vestas | 57 | V90-3.0MW | 59 | measured_average_2020 | \N | \N | \N | 0 | 30 | \N | \N | 1.223 | \N | \N | \N | Full Prod | omega-perf | \N | maurc | 2021-08-02 16:41:00 | maurc | 2021-12-03 11:00:00
641 | 201122 | Vestas | 57 | V90-3.0MW | 59 | measured_average_2020 | \N | \N | \N | 0 | 30 | \N | \N | 1.223 | \N | \N | \N | Full Prod | omega-perf | \N | maurc | 2021-08-02 16:41:00 | maurc | 2021-12-03 11:00:00
642 | 201123 | Vestas | 57 | V90-3.0MW | 59 | measured_average_2020 | \N | \N | \N | 0 | 30 | \N | \N | 1.224 | \N | \N | \N | Full Prod | omega-perf | \N | maurc | 2021-08-02 16:41:00 | maurc | 2021-12-03 11:00:00
643 | 201124 | Vestas | 57 | V90-3.0MW | 59 | measured_average_2020 | \N | \N | \N | 0 | 30 | \N | \N | 1.223 | \N | \N | \N | Full Prod | omega-perf | \N | maurc | 2021-08-02 16:41:00 | maurc | 2021-12-03 11:00:00
644 | 201201 | Senvion | 46 | MM82-2.05MW | \N | measured_average_2020 | \N | \N | \N | 0 | 30 | \N | \N | 1.228 | \N | \N | \N | Full Prod | omega-perf | \N | maurc | 2021-08-02 16:41:00 | maurc | 2021-12-03 11:00:00
645 | 201202 | Senvion | 46 | MM82-2.05MW | \N | measured_average_2020 | \N | \N | \N | 0 | 30 | \N | \N | 1.228 | \N | \N | \N | Full Prod | omega-perf | \N | maurc | 2021-08-02 16:41:00 | maurc | 2021-12-03 11:00:00
646 | 201203 | Senvion | 46 | MM82-2.05MW | \N | measured_average_2020 | \N | \N | \N | 0 | 30 | \N | \N | 1.237 | \N | \N | \N | Full Prod | omega-perf | \N | maurc | 2021-08-02 16:41:00 | maurc | 2021-12-03 11:00:00
647 | 201204 | Senvion | 46 | MM82-2.05MW | \N | measured_average_2020 | \N | \N | \N | 0 | 30 | \N | \N | 1.228 | \N | \N | \N | Full Prod | omega-perf | \N | maurc | 2021-08-02 16:41:00 | maurc | 2021-12-03 11:00:00
648 | 201205 | Senvion | 46 | MM82-2.05MW | \N | measured_average_2020 | \N | \N | \N | 0 | 30 | \N | \N | 1.228 | \N | \N | \N | Full Prod | omega-perf | \N | maurc | 2021-08-02 16:41:00 | maurc | 2021-12-03 11:00:00
649 | 201311 | Senvion | 46 | MM92-2.05MW | 29 | measured_average_2020 | \N | \N | \N | 0 | 30 | \N | \N | 1.225 | \N | \N | \N | Full Prod | omega-perf | \N | maurc | 2021-08-02 16:41:00 | maurc | 2021-12-03 11:00:00
650 | 201312 | Senvion | 46 | MM92-2.05MW | 29 | measured_average_2020 | \N | \N | \N | 0 | 30 | \N | \N | 1.225 | \N | \N | \N | Full Prod | omega-perf | \N | maurc | 2021-08-02 16:41:00 | maurc | 2021-12-03 11:00:00
651 | 201313 | Senvion | 46 | MM92-2.05MW | 29 | measured_average_2020 | \N | \N | \N | 0 | 30 | \N | \N | 1.225 | \N | \N | \N | Full Prod | omega-perf | \N | maurc | 2021-08-02 16:41:00 | maurc | 2021-12-03 11:00:00
652 | 201314 | Senvion | 46 | MM92-2.05MW | 29 | measured_average_2020 | \N | \N | \N | 0 | 30 | \N | \N | 1.225 | \N | \N | \N | Full Prod | omega-perf | \N | maurc | 2021-08-02 16:41:00 | maurc | 2021-12-03 11:00:00
653 | 201315 | Senvion | 46 | MM92-2.05MW | 29 | measured_average_2020 | \N | \N | \N | 0 | 30 | \N | \N | 1.225 | \N | \N | \N | Full Prod | omega-perf | \N | maurc | 2021-08-02 16:41:00 | maurc | 2021-12-03 11:00:00
654 | 201316 | Senvion | 46 | MM92-2.05MW | 29 | measured_average_2020 | \N | \N | \N | 0 | 30 | \N | \N | 1.225 | \N | \N | \N | Full Prod | omega-perf | \N | maurc | 2021-08-02 16:41:00 | maurc | 2021-12-03 11:00:00
655 | 201317 | Senvion | 46 | MM92-2.05MW | 29 | measured_average_2020 | \N | \N | \N | 0 | 30 | \N | \N | 1.225 | \N | \N | \N | Full Prod | omega-perf | \N | maurc | 2021-08-02 16:41:00 | maurc | 2021-12-03 11:00:00
656 | 201321 | Senvion | 46 | MM92-2.05MW | 29 | measured_average_2020 | \N | \N | \N | 0 | 30 | \N | \N | 1.225 | \N | \N | \N | Full Prod | omega-perf | \N | maurc | 2021-08-02 16:41:00 | maurc | 2021-12-03 11:00:00
657 | 201322 | Senvion | 46 | MM92-2.05MW | 29 | measured_average_2020 | \N | \N | \N | 0 | 30 | \N | \N | 1.225 | \N | \N | \N | Full Prod | omega-perf | \N | maurc | 2021-08-02 16:41:00 | maurc | 2021-12-03 11:00:00
658 | 201323 | Senvion | 46 | MM92-2.05MW | 29 | measured_average_2020 | \N | \N | \N | 0 | 30 | \N | \N | 1.225 | \N | \N | \N | Full Prod | omega-perf | \N | maurc | 2021-08-02 16:41:00 | maurc | 2021-12-03 11:00:00
659 | 201324 | Senvion | 46 | MM92-2.05MW | 29 | measured_average_2020 | \N | \N | \N | 0 | 30 | \N | \N | 1.224 | \N | \N | \N | Full Prod | omega-perf | \N | maurc | 2021-08-02 16:41:00 | maurc | 2021-12-03 11:00:00
660 | 201325 | Senvion | 46 | MM92-2.05MW | 29 | measured_average_2020 | \N | \N | \N | 0 | 30 | \N | \N | 1.224 | \N | \N | \N | Full Prod | omega-perf | \N | maurc | 2021-08-02 16:41:00 | maurc | 2021-12-03 11:00:00
661 | 201326 | Senvion | 46 | MM92-2.05MW | 29 | measured_average_2020 | \N | \N | \N | 0 | 30 | \N | \N | 1.224 | \N | \N | \N | Full Prod | omega-perf | \N | maurc | 2021-08-02 16:41:00 | maurc | 2021-12-03 11:00:00
662 | 201327 | Senvion | 46 | MM92-2.05MW | 29 | measured_average_2020 | \N | \N | \N | 0 | 30 | \N | \N | 1.224 | \N | \N | \N | Full Prod | omega-perf | \N | maurc | 2021-08-02 16:41:00 | maurc | 2021-12-03 11:00:00
663 | 201331 | Senvion | 46 | MM92-2.05MW | 29 | measured_average_2020 | \N | \N | \N | 0 | 30 | \N | \N | 1.224 | \N | \N | \N | Full Prod | omega-perf | \N | maurc | 2021-08-02 16:41:00 | maurc | 2021-12-03 11:00:00
664 | 201332 | Senvion | 46 | MM92-2.05MW | 29 | measured_average_2020 | \N | \N | \N | 0 | 30 | \N | \N | 1.224 | \N | \N | \N | Full Prod | omega-perf | \N | maurc | 2021-08-02 16:41:00 | maurc | 2021-12-03 11:00:00
665 | 201333 | Senvion | 46 | MM92-2.05MW | 29 | measured_average_2020 | \N | \N | \N | 0 | 30 | \N | \N | 1.224 | \N | \N | \N | Full Prod | omega-perf | \N | maurc | 2021-08-02 16:41:00 | maurc | 2021-12-03 11:00:00
666 | 201334 | Senvion | 46 | MM92-2.05MW | 29 | measured_average_2020 | \N | \N | \N | 0 | 30 | \N | \N | 1.224 | \N | \N | \N | Full Prod | omega-perf | \N | maurc | 2021-08-02 16:41:00 | maurc | 2021-12-03 11:00:00
667 | 201335 | Senvion | 46 | MM92-2.05MW | 29 | measured_average_2020 | \N | \N | \N | 0 | 30 | \N | \N | 1.224 | \N | \N | \N | Full Prod | omega-perf | \N | maurc | 2021-08-02 16:41:00 | maurc | 2021-12-03 11:00:00
668 | 201336 | Senvion | 46 | MM92-2.05MW | 29 | measured_average_2020 | \N | \N | \N | 0 | 30 | \N | \N | 1.224 | \N | \N | \N | Full Prod | omega-perf | \N | maurc | 2021-08-02 16:41:00 | maurc | 2021-12-03 11:00:00
669 | 201341 | Senvion | 46 | MM92-2.05MW | 29 | measured_average_2020 | \N | \N | \N | 0 | 30 | \N | \N | 1.224 | \N | \N | \N | Full Prod | omega-perf | \N | maurc | 2021-08-02 16:41:00 | maurc | 2021-12-03 11:00:00
670 | 201342 | Senvion | 46 | MM92-2.05MW | 29 | measured_average_2020 | \N | \N | \N | 0 | 30 | \N | \N | 1.223 | \N | \N | \N | Full Prod | omega-perf | \N | maurc | 2021-08-02 16:41:00 | maurc | 2021-12-03 11:00:00
671 | 201343 | Senvion | 46 | MM92-2.05MW | 29 | measured_average_2020 | \N | \N | \N | 0 | 30 | \N | \N | 1.224 | \N | \N | \N | Full Prod | omega-perf | \N | maurc | 2021-08-02 16:41:00 | maurc | 2021-12-03 11:00:00
672 | 201344 | Senvion | 46 | MM92-2.05MW | 29 | measured_average_2020 | \N | \N | \N | 0 | 30 | \N | \N | 1.224 | \N | \N | \N | Full Prod | omega-perf | \N | maurc | 2021-08-02 16:41:00 | maurc | 2021-12-03 11:00:00
673 | 201345 | Senvion | 46 | MM92-2.05MW | 29 | measured_average_2020 | \N | \N | \N | 0 | 30 | \N | \N | 1.224 | \N | \N | \N | Full Prod | omega-perf | \N | maurc | 2021-08-02 16:41:00 | maurc | 2021-12-03 11:00:00
674 | 201346 | Senvion | 46 | MM92-2.05MW | 29 | measured_average_2020 | \N | \N | \N | 0 | 30 | \N | \N | 1.223 | \N | \N | \N | Full Prod | omega-perf | \N | maurc | 2021-08-02 16:41:00 | maurc | 2021-12-03 11:00:00
675 | 201401 | Vestas | 57 | V126-3.3MW | 53 | measured_average_2020 | \N | \N | \N | 0 | 30 | \N | \N | 1.24 | \N | \N | \N | Full Prod | omega-perf | \N | maurc | 2021-08-02 16:41:00 | maurc | 2021-12-03 11:00:00
676 | 201402 | Vestas | 57 | V126-3.3MW | 53 | measured_average_2020 | \N | \N | \N | 0 | 30 | \N | \N | 1.241 | \N | \N | \N | Full Prod | omega-perf | \N | maurc | 2021-08-02 16:41:00 | maurc | 2021-12-03 11:00:00
677 | 201403 | Vestas | 57 | V126-3.3MW | 53 | measured_average_2020 | \N | \N | \N | 0 | 30 | \N | \N | 1.241 | \N | \N | \N | Full Prod | omega-perf | \N | maurc | 2021-08-02 16:41:00 | maurc | 2021-12-03 11:00:00
678 | 201404 | Vestas | 57 | V126-3.3MW | 53 | measured_average_2020 | \N | \N | \N | 0 | 30 | \N | \N | 1.239 | \N | \N | \N | Full Prod | omega-perf | \N | maurc | 2021-08-02 16:41:00 | maurc | 2021-12-03 11:00:00
679 | 201405 | Vestas | 57 | V126-3.3MW | 53 | measured_average_2020 | \N | \N | \N | 0 | 30 | \N | \N | 1.239 | \N | \N | \N | Full Prod | omega-perf | \N | maurc | 2021-08-02 16:41:00 | maurc | 2021-12-03 11:00:00
680 | 201406 | Vestas | 57 | V126-3.3MW | 53 | measured_average_2020 | \N | \N | \N | 0 | 30 | \N | \N | 1.239 | \N | \N | \N | Full Prod | omega-perf | \N | maurc | 2021-08-02 16:41:00 | maurc | 2021-12-03 11:00:00
681 | 201407 | Vestas | 57 | V126-3.3MW | 53 | measured_average_2020 | \N | \N | \N | 0 | 30 | \N | \N | 1.24 | \N | \N | \N | Full Prod | omega-perf | \N | maurc | 2021-08-02 16:41:00 | maurc | 2021-12-03 11:00:00
682 | 201408 | Vestas | 57 | V126-3.3MW | 53 | measured_average_2020 | \N | \N | \N | 0 | 30 | \N | \N | 1.242 | \N | \N | \N | Full Prod | omega-perf | \N | maurc | 2021-08-02 16:41:00 | maurc | 2021-12-03 11:00:00
683 | 201409 | Vestas | 57 | V126-3.3MW | 53 | measured_average_2020 | \N | \N | \N | 0 | 30 | \N | \N | 1.242 | \N | \N | \N | Full Prod | omega-perf | \N | maurc | 2021-08-02 16:41:00 | maurc | 2021-12-03 11:00:00
684 | 201411 | Vestas | 57 | V126-3.3MW | 53 | measured_average_2020 | \N | \N | \N | 0 | 30 | \N | \N | 1.238 | \N | \N | \N | Full Prod | omega-perf | \N | maurc | 2021-08-02 16:41:00 | maurc | 2021-12-03 11:00:00
685 | 201412 | Vestas | 57 | V126-3.3MW | 53 | measured_average_2020 | \N | \N | \N | 0 | 30 | \N | \N | 1.238 | \N | \N | \N | Full Prod | omega-perf | \N | maurc | 2021-08-02 16:41:00 | maurc | 2021-12-03 11:00:00
686 | 201413 | Vestas | 57 | V126-3.3MW | 53 | measured_average_2020 | \N | \N | \N | 0 | 30 | \N | \N | 1.239 | \N | \N | \N | Full Prod | omega-perf | \N | maurc | 2021-08-02 16:41:00 | maurc | 2021-12-03 11:00:00
687 | 201414 | Vestas | 57 | V126-3.3MW | 53 | measured_average_2020 | \N | \N | \N | 0 | 30 | \N | \N | 1.241 | \N | \N | \N | Full Prod | omega-perf | \N | maurc | 2021-08-02 16:41:00 | maurc | 2021-12-03 11:00:00
688 | 201415 | Vestas | 57 | V126-3.3MW | 53 | measured_average_2020 | \N | \N | \N | 0 | 30 | \N | \N | 1.24 | \N | \N | \N | Full Prod | omega-perf | \N | maurc | 2021-08-02 16:41:00 | maurc | 2021-12-03 11:00:00
689 | 201416 | Vestas | 57 | V126-3.3MW | 53 | measured_average_2020 | \N | \N | \N | 0 | 30 | \N | \N | 1.241 | \N | \N | \N | Full Prod | omega-perf | \N | maurc | 2021-08-02 16:41:00 | maurc | 2021-12-03 11:00:00
690 | 201417 | Vestas | 57 | V126-3.3MW | 53 | measured_average_2020 | \N | \N | \N | 0 | 30 | \N | \N | 1.24 | \N | \N | \N | Full Prod | omega-perf | \N | maurc | 2021-08-02 16:41:00 | maurc | 2021-12-03 11:00:00
691 | 201418 | Vestas | 57 | V126-3.3MW | 53 | measured_average_2020 | \N | \N | \N | 0 | 30 | \N | \N | 1.239 | \N | \N | \N | Full Prod | omega-perf | \N | maurc | 2021-08-02 16:41:00 | maurc | 2021-12-03 11:00:00
692 | 201419 | Vestas | 57 | V126-3.3MW | 53 | measured_average_2020 | \N | \N | \N | 0 | 30 | \N | \N | 1.24 | \N | \N | \N | Full Prod | omega-perf | \N | maurc | 2021-08-02 16:41:00 | maurc | 2021-12-03 11:00:00
693 | 201420 | Vestas | 57 | V126-3.3MW | 53 | measured_average_2020 | \N | \N | \N | 0 | 30 | \N | \N | 1.241 | \N | \N | \N | Full Prod | omega-perf | \N | maurc | 2021-08-02 16:41:00 | maurc | 2021-12-03 11:00:00
694 | 201421 | Vestas | 57 | V126-3.3MW | 53 | measured_average_2020 | \N | \N | \N | 0 | 30 | \N | \N | 1.24 | \N | \N | \N | Full Prod | omega-perf | \N | maurc | 2021-08-02 16:41:00 | maurc | 2021-12-03 11:00:00
695 | 201422 | Vestas | 57 | V126-3.3MW | 53 | measured_average_2020 | \N | \N | \N | 0 | 30 | \N | \N | 1.24 | \N | \N | \N | Full Prod | omega-perf | \N | maurc | 2021-08-02 16:41:00 | maurc | 2021-12-03 11:00:00
696 | 201423 | Vestas | 57 | V126-3.3MW | 53 | measured_average_2020 | \N | \N | \N | 0 | 30 | \N | \N | 1.239 | \N | \N | \N | Full Prod | omega-perf | \N | maurc | 2021-08-02 16:41:00 | maurc | 2021-12-03 11:00:00
697 | 201507 | Vestas | 57 | V90-2.0MW | 58 | measured_average_2020 | \N | \N | \N | 0 | 30 | \N | \N | 1.242 | \N | \N | \N | Full Prod | omega-perf | \N | maurc | 2021-08-02 16:41:00 | maurc | 2021-12-03 11:00:00
698 | 201509 | Vestas | 57 | V90-2.0MW | 58 | measured_average_2020 | \N | \N | \N | 0 | 30 | \N | \N | 1.241 | \N | \N | \N | Full Prod | omega-perf | \N | maurc | 2021-08-02 16:41:00 | maurc | 2021-12-03 11:00:00
699 | 201601 | Vestas | 57 | V100-2.2MW | 46 | measured_average_2020 | \N | \N | \N | 0 | 30 | \N | \N | 1.243 | \N | \N | \N | Full Prod | omega-perf | \N | maurc | 2021-08-02 16:41:00 | maurc | 2021-12-03 11:00:00
700 | 201602 | Vestas | 57 | V100-2.2MW | 46 | measured_average_2020 | \N | \N | \N | 0 | 30 | \N | \N | 1.243 | \N | \N | \N | Full Prod | omega-perf | \N | maurc | 2021-08-02 16:41:00 | maurc | 2021-12-03 11:00:00
701 | 201603 | Vestas | 57 | V100-2.2MW | 46 | measured_average_2020 | \N | \N | \N | 0 | 30 | \N | \N | 1.244 | \N | \N | \N | Full Prod | omega-perf | \N | maurc | 2021-08-02 16:41:00 | maurc | 2021-12-03 11:00:00
702 | 201604 | Vestas | 57 | V100-2.2MW | 46 | measured_average_2020 | \N | \N | \N | 0 | 30 | \N | \N | 1.243 | \N | \N | \N | Full Prod | omega-perf | \N | maurc | 2021-08-02 16:41:00 | maurc | 2021-12-03 11:00:00
703 | 201605 | Vestas | 57 | V100-2.2MW | 46 | measured_average_2020 | \N | \N | \N | 0 | 30 | \N | \N | 1.245 | \N | \N | \N | Full Prod | omega-perf | \N | maurc | 2021-08-02 16:41:00 | maurc | 2021-12-03 11:00:00
704 | 201606 | Vestas | 57 | V100-2.2MW | 46 | measured_average_2020 | \N | \N | \N | 0 | 30 | \N | \N | 1.244 | \N | \N | \N | Full Prod | omega-perf | \N | maurc | 2021-08-02 16:41:00 | maurc | 2021-12-03 11:00:00
705 | 201701 | Enercon | 12 | E70-2.3MW | 8 | measured_average_2020 | \N | \N | \N | 0 | 30 | \N | \N | 1.184 | \N | \N | \N | Full Prod | omega-perf | \N | maurc | 2021-08-02 16:41:00 | maurc | 2021-12-03 11:00:00
706 | 201702 | Enercon | 12 | E70-2.3MW | 8 | measured_average_2020 | \N | \N | \N | 0 | 30 | \N | \N | 1.185 | \N | \N | \N | Full Prod | omega-perf | \N | maurc | 2021-08-02 16:41:00 | maurc | 2021-12-03 11:00:00
707 | 201703 | Enercon | 12 | E70-2.3MW | 8 | measured_average_2020 | \N | \N | \N | 0 | 30 | \N | \N | 1.184 | \N | \N | \N | Full Prod | omega-perf | \N | maurc | 2021-08-02 16:41:00 | maurc | 2021-12-03 11:00:00
708 | 201704 | Enercon | 12 | E70-2.3MW | 8 | measured_average_2020 | \N | \N | \N | 0 | 30 | \N | \N | 1.185 | \N | \N | \N | Full Prod | omega-perf | \N | maurc | 2021-08-02 16:41:00 | maurc | 2021-12-03 11:00:00
709 | 201801 | Nordex | 34 | N90-2.3MW | 38 | measured_average_2020 | \N | \N | \N | 0 | 30 | \N | \N | 1.215 | \N | \N | \N | Full Prod | omega-perf | \N | maurc | 2021-08-02 16:41:00 | maurc | 2021-12-03 11:00:00
710 | 201802 | Nordex | 34 | N90-2.3MW | 38 | measured_average_2020 | \N | \N | \N | 0 | 30 | \N | \N | 1.214 | \N | \N | \N | Full Prod | omega-perf | \N | maurc | 2021-08-02 16:41:00 | maurc | 2021-12-03 11:00:00
711 | 201803 | Nordex | 34 | N90-2.3MW | 38 | measured_average_2020 | \N | \N | \N | 0 | 30 | \N | \N | 1.213 | \N | \N | \N | Full Prod | omega-perf | \N | maurc | 2021-08-02 16:41:00 | maurc | 2021-12-03 11:00:00
712 | 201804 | Nordex | 34 | N90-2.3MW | 38 | measured_average_2020 | \N | \N | \N | 0 | 30 | \N | \N | 1.213 | \N | \N | \N | Full Prod | omega-perf | \N | maurc | 2021-08-02 16:41:00 | maurc | 2021-12-03 11:00:00
713 | 201805 | Nordex | 34 | N90-2.3MW | 38 | measured_average_2020 | \N | \N | \N | 0 | 30 | \N | \N | 1.212 | \N | \N | \N | Full Prod | omega-perf | \N | maurc | 2021-08-02 16:41:00 | maurc | 2021-12-03 11:00:00
714 | 201901 | Nordex | 34 | N90-2.3MW | 38 | measured_average_2020 | \N | \N | \N | 0 | 30 | \N | \N | 1.207 | \N | \N | \N | Full Prod | omega-perf | \N | maurc | 2021-08-02 16:41:00 | maurc | 2021-12-03 11:00:00
715 | 201902 | Nordex | 34 | N90-2.3MW | 38 | measured_average_2020 | \N | \N | \N | 0 | 30 | \N | \N | 1.206 | \N | \N | \N | Full Prod | omega-perf | \N | maurc | 2021-08-02 16:41:00 | maurc | 2021-12-03 11:00:00
716 | 201903 | Nordex | 34 | N90-2.3MW | 38 | measured_average_2020 | \N | \N | \N | 0 | 30 | \N | \N | 1.208 | \N | \N | \N | Full Prod | omega-perf | \N | maurc | 2021-08-02 16:41:00 | maurc | 2021-12-03 11:00:00
717 | 201904 | Nordex | 34 | N90-2.3MW | 38 | measured_average_2020 | \N | \N | \N | 0 | 30 | \N | \N | 1.206 | \N | \N | \N | Full Prod | omega-perf | \N | maurc | 2021-08-02 16:41:00 | maurc | 2021-12-03 11:00:00
718 | 201905 | Nordex | 34 | N90-2.3MW | 38 | measured_average_2020 | \N | \N | \N | 0 | 30 | \N | \N | 1.204 | \N | \N | \N | Full Prod | omega-perf | \N | maurc | 2021-08-02 16:41:00 | maurc | 2021-12-03 11:00:00
719 | 202001 | Nordex | 34 | N117-3.6MW | 32 | measured_average_2020 | \N | \N | \N | 0 | 30 | \N | \N | 1.226 | \N | \N | \N | Full Prod | omega-perf | \N | maurc | 2021-08-02 16:41:00 | maurc | 2021-12-03 11:00:00
720 | 202002 | Nordex | 34 | N117-3.6MW | 32 | measured_average_2020 | \N | \N | \N | 0 | 30 | \N | \N | 1.225 | \N | \N | \N | Full Prod | omega-perf | \N | maurc | 2021-08-02 16:41:00 | maurc | 2021-12-03 11:00:00
721 | 202003 | Nordex | 34 | N117-3.6MW | 32 | measured_average_2020 | \N | \N | \N | 0 | 30 | \N | \N | 1.225 | \N | \N | \N | Full Prod | omega-perf | \N | maurc | 2021-08-02 16:41:00 | maurc | 2021-12-03 11:00:00
722 | 202004 | Nordex | 34 | N117-3.6MW | 32 | measured_average_2020 | \N | \N | \N | 0 | 30 | \N | \N | 1.225 | \N | \N | \N | Full Prod | omega-perf | \N | maurc | 2021-08-02 16:41:00 | maurc | 2021-12-03 11:00:00
723 | 202005 | Nordex | 34 | N117-3.6MW | 32 | measured_average_2020 | \N | \N | \N | 0 | 30 | \N | \N | 1.225 | \N | \N | \N | Full Prod | omega-perf | \N | maurc | 2021-08-02 16:41:00 | maurc | 2021-12-03 11:00:00
724 | 202101 | Enercon | 12 | E70-2.3MW | 8 | measured_average_2020 | \N | \N | \N | 0 | 30 | \N | \N | 1.225 | \N | \N | \N | Full Prod | omega-perf | \N | maurc | 2021-08-02 16:41:00 | maurc | 2021-12-03 11:00:00
725 | 202102 | Enercon | 12 | E70-2.3MW | 8 | measured_average_2020 | \N | \N | \N | 0 | 30 | \N | \N | 1.224 | \N | \N | \N | Full Prod | omega-perf | \N | maurc | 2021-08-02 16:41:00 | maurc | 2021-12-03 11:00:00
726 | 202103 | Enercon | 12 | E70-2.3MW | 8 | measured_average_2020 | \N | \N | \N | 0 | 30 | \N | \N | 1.224 | \N | \N | \N | Full Prod | omega-perf | \N | maurc | 2021-08-02 16:41:00 | maurc | 2021-12-03 11:00:00
727 | 202104 | Enercon | 12 | E70-2.3MW | 8 | measured_average_2020 | \N | \N | \N | 0 | 30 | \N | \N | 1.224 | \N | \N | \N | Full Prod | omega-perf | \N | maurc | 2021-08-02 16:41:00 | maurc | 2021-12-03 11:00:00
728 | 202105 | Enercon | 12 | E70-2.3MW | 8 | measured_average_2020 | \N | \N | \N | 0 | 30 | \N | \N | 1.224 | \N | \N | \N | Full Prod | omega-perf | \N | maurc | 2021-08-02 16:41:00 | maurc | 2021-12-03 11:00:00
729 | 202201 | Nordex | 34 | N60-1.3MW | 36 | measured_average_2020 | \N | \N | \N | 0 | 30 | \N | \N | 1.21 | \N | \N | \N | Full Prod | omega-perf | \N | maurc | 2021-08-02 16:41:00 | maurc | 2021-12-03 11:00:00
730 | 202202 | Nordex | 34 | N60-1.3MW | 36 | measured_average_2020 | \N | \N | \N | 0 | 30 | \N | \N | 1.21 | \N | \N | \N | Full Prod | omega-perf | \N | maurc | 2021-08-02 16:41:00 | maurc | 2021-12-03 11:00:00
731 | 202203 | Nordex | 34 | N60-1.3MW | 36 | measured_average_2020 | \N | \N | \N | 0 | 30 | \N | \N | 1.21 | \N | \N | \N | Full Prod | omega-perf | \N | maurc | 2021-08-02 16:41:00 | maurc | 2021-12-03 11:00:00
732 | 202204 | Nordex | 34 | N60-1.3MW | 36 | measured_average_2020 | \N | \N | \N | 0 | 30 | \N | \N | 1.211 | \N | \N | \N | Full Prod | omega-perf | \N | maurc | 2021-08-02 16:41:00 | maurc | 2021-12-03 11:00:00
733 | 202205 | Nordex | 34 | N60-1.3MW | 36 | measured_average_2020 | \N | \N | \N | 0 | 30 | \N | \N | 1.211 | \N | \N | \N | Full Prod | omega-perf | \N | maurc | 2021-08-02 16:41:00 | maurc | 2021-12-03 11:00:00
734 | 202206 | Nordex | 34 | N60-1.3MW | 36 | measured_average_2020 | \N | \N | \N | 0 | 30 | \N | \N | 1.211 | \N | \N | \N | Full Prod | omega-perf | \N | maurc | 2021-08-02 16:41:00 | maurc | 2021-12-03 11:00:00
735 | 202207 | Nordex | 34 | N60-1.3MW | 36 | measured_average_2020 | \N | \N | \N | 0 | 30 | \N | \N | 1.212 | \N | \N | \N | Full Prod | omega-perf | \N | maurc | 2021-08-02 16:41:00 | maurc | 2021-12-03 11:00:00
736 | 202208 | Nordex | 34 | N60-1.3MW | 36 | measured_average_2020 | \N | \N | \N | 0 | 30 | \N | \N | 1.213 | \N | \N | \N | Full Prod | omega-perf | \N | maurc | 2021-08-02 16:41:00 | maurc | 2021-12-03 11:00:00
737 | 202209 | Nordex | 34 | N60-1.3MW | 36 | measured_average_2020 | \N | \N | \N | 0 | 30 | \N | \N | 1.215 | \N | \N | \N | Full Prod | omega-perf | \N | maurc | 2021-08-02 16:41:00 | maurc | 2021-12-03 11:00:00
738 | 202401 | Enercon | 12 | E70-2.3MW | 8 | measured_average_2020 | \N | \N | \N | 0 | 30 | \N | \N | 1.1 | \N | \N | \N | Full Prod | omega-perf | \N | maurc | 2021-08-02 16:41:00 | maurc | 2021-12-03 11:00:00
739 | 202402 | Enercon | 12 | E70-2.3MW | 8 | measured_average_2020 | \N | \N | \N | 0 | 30 | \N | \N | 1.101 | \N | \N | \N | Full Prod | omega-perf | \N | maurc | 2021-08-02 16:41:00 | maurc | 2021-12-03 11:00:00
740 | 202501 | Enercon | 12 | E70-2.3MW | 8 | measured_average_2020 | \N | \N | \N | 0 | 30 | \N | \N | 1.103 | \N | \N | \N | Full Prod | omega-perf | \N | maurc | 2021-08-02 16:41:00 | maurc | 2021-12-03 11:00:00
741 | 202502 | Enercon | 12 | E70-2.3MW | 8 | measured_average_2020 | \N | \N | \N | 0 | 30 | \N | \N | 1.101 | \N | \N | \N | Full Prod | omega-perf | \N | maurc | 2021-08-02 16:41:00 | maurc | 2021-12-03 11:00:00
742 | 202503 | Enercon | 12 | E70-2.3MW | 8 | measured_average_2020 | \N | \N | \N | 0 | 30 | \N | \N | 1.102 | \N | \N | \N | Full Prod | omega-perf | \N | maurc | 2021-08-02 16:41:00 | maurc | 2021-12-03 11:00:00
743 | 202601 | Nordex | 34 | N100-3.3MW | 31 | measured_average_2020 | \N | \N | \N | 0 | 30 | \N | \N | 1.225 | \N | \N | \N | Full Prod | omega-perf | \N | maurc | 2021-08-02 16:41:00 | maurc | 2021-12-03 11:00:00
744 | 202602 | Nordex | 34 | N117-3.6MW | 32 | measured_average_2020 | \N | \N | \N | 0 | 30 | \N | \N | 1.226 | \N | \N | \N | Full Prod | omega-perf | \N | maurc | 2021-08-02 16:41:00 | maurc | 2021-12-03 11:00:00
745 | 202603 | Nordex | 34 | N117-3.6MW | 32 | measured_average_2020 | \N | \N | \N | 0 | 30 | \N | \N | 1.225 | \N | \N | \N | Full Prod | omega-perf | \N | maurc | 2021-08-02 16:41:00 | maurc | 2021-12-03 11:00:00
746 | 202604 | Nordex | 34 | N117-3.6MW | 32 | measured_average_2020 | \N | \N | \N | 0 | 30 | \N | \N | 1.225 | \N | \N | \N | Full Prod | omega-perf | \N | maurc | 2021-08-02 16:41:00 | maurc | 2021-12-03 11:00:00
747 | 202605 | Nordex | 34 | N117-3.6MW | 32 | measured_average_2020 | \N | \N | \N | 0 | 30 | \N | \N | 1.226 | \N | \N | \N | Full Prod | omega-perf | \N | maurc | 2021-08-02 16:41:00 | maurc | 2021-12-03 11:00:00
748 | 202701 | Vestas | 57 | V80-2.0MW | 57 | measured_average_2020 | \N | \N | \N | 0 | 30 | \N | \N | 1.231 | \N | \N | \N | Full Prod | omega-perf | \N | maurc | 2021-08-02 16:41:00 | maurc | 2021-12-03 11:00:00
749 | 202702 | Vestas | 57 | V80-2.0MW | 57 | measured_average_2020 | \N | \N | \N | 0 | 30 | \N | \N | 1.231 | \N | \N | \N | Full Prod | omega-perf | \N | maurc | 2021-08-02 16:41:00 | maurc | 2021-12-03 11:00:00
750 | 202703 | Vestas | 57 | V80-2.0MW | 57 | measured_average_2020 | \N | \N | \N | 0 | 30 | \N | \N | 1.231 | \N | \N | \N | Full Prod | omega-perf | \N | maurc | 2021-08-02 16:41:00 | maurc | 2021-12-03 11:00:00
751 | 202804 | Nordex | 34 | N80-2.4MW | 37 | measured_average_2020 | \N | \N | \N | 0 | 30 | \N | \N | 1.237 | \N | \N | \N | Full Prod | omega-perf | \N | maurc | 2021-08-02 16:41:00 | maurc | 2021-12-03 11:00:00
752 | 202805 | Nordex | 34 | N80-2.4MW | 37 | measured_average_2020 | \N | \N | \N | 0 | 30 | \N | \N | 1.237 | \N | \N | \N | Full Prod | omega-perf | \N | maurc | 2021-08-02 16:41:00 | maurc | 2021-12-03 11:00:00
753 | 202806 | Nordex | 34 | N80-2.4MW | 37 | measured_average_2020 | \N | \N | \N | 0 | 30 | \N | \N | 1.237 | \N | \N | \N | Full Prod | omega-perf | \N | maurc | 2021-08-02 16:41:00 | maurc | 2021-12-03 11:00:00
754 | 202807 | Nordex | 34 | N80-2.4MW | 37 | measured_average_2020 | \N | \N | \N | 0 | 30 | \N | \N | 1.237 | \N | \N | \N | Full Prod | omega-perf | \N | maurc | 2021-08-02 16:41:00 | maurc | 2021-12-03 11:00:00
755 | 202808 | Nordex | 34 | N80-2.4MW | 37 | measured_average_2020 | \N | \N | \N | 0 | 30 | \N | \N | 1.237 | \N | \N | \N | Full Prod | omega-perf | \N | maurc | 2021-08-02 16:41:00 | maurc | 2021-12-03 11:00:00
756 | 202901 | Senvion | 46 | MM92-2.0MW | \N | measured_average_2020 | \N | \N | \N | 0 | 30 | \N | \N | 1.202 | \N | \N | \N | Full Prod | omega-perf | \N | maurc | 2021-08-02 16:41:00 | maurc | 2021-12-03 11:00:00
757 | 202902 | Senvion | 46 | MM92-2.0MW | \N | measured_average_2020 | \N | \N | \N | 0 | 30 | \N | \N | 1.205 | \N | \N | \N | Full Prod | omega-perf | \N | maurc | 2021-08-02 16:41:00 | maurc | 2021-12-03 11:00:00
758 | 202903 | Senvion | 46 | MM92-2.0MW | \N | measured_average_2020 | \N | \N | \N | 0 | 30 | \N | \N | 1.203 | \N | \N | \N | Full Prod | omega-perf | \N | maurc | 2021-08-02 16:41:00 | maurc | 2021-12-03 11:00:00
759 | 202904 | Senvion | 46 | MM92-2.0MW | \N | measured_average_2020 | \N | \N | \N | 0 | 30 | \N | \N | 1.205 | \N | \N | \N | Full Prod | omega-perf | \N | maurc | 2021-08-02 16:41:00 | maurc | 2021-12-03 11:00:00
760 | 202905 | Senvion | 46 | MM92-2.0MW | \N | measured_average_2020 | \N | \N | \N | 0 | 30 | \N | \N | 1.207 | \N | \N | \N | Full Prod | omega-perf | \N | maurc | 2021-08-02 16:41:00 | maurc | 2021-12-03 11:00:00
761 | 203001 | Senvion | 46 | MM82-2.0MW | 28 | measured_average_2020 | \N | \N | \N | 0 | 30 | \N | \N | 1.199 | \N | \N | \N | Full Prod | omega-perf | \N | maurc | 2021-08-02 16:41:00 | maurc | 2021-12-03 11:00:00
762 | 203002 | Senvion | 46 | MM82-2.0MW | 28 | measured_average_2020 | \N | \N | \N | 0 | 30 | \N | \N | 1.2 | \N | \N | \N | Full Prod | omega-perf | \N | maurc | 2021-08-02 16:41:00 | maurc | 2021-12-03 11:00:00
763 | 203003 | Senvion | 46 | MM82-2.0MW | 28 | measured_average_2020 | \N | \N | \N | 0 | 30 | \N | \N | 1.199 | \N | \N | \N | Full Prod | omega-perf | \N | maurc | 2021-08-02 16:41:00 | maurc | 2021-12-03 11:00:00
764 | 203004 | Senvion | 46 | MM82-2.0MW | 28 | measured_average_2020 | \N | \N | \N | 0 | 30 | \N | \N | 1.199 | \N | \N | \N | Full Prod | omega-perf | \N | maurc | 2021-08-02 16:41:00 | maurc | 2021-12-03 11:00:00
765 | 203101 | Vestas | 57 | V80-2.0MW | 57 | measured_average_2020 | \N | \N | \N | 0 | 30 | \N | \N | 1.224 | \N | \N | \N | Full Prod | omega-perf | \N | maurc | 2021-08-02 16:41:00 | maurc | 2021-12-03 11:00:00
766 | 203102 | Vestas | 57 | V80-2.0MW | 57 | measured_average_2020 | \N | \N | \N | 0 | 30 | \N | \N | 1.225 | \N | \N | \N | Full Prod | omega-perf | \N | maurc | 2021-08-02 16:41:00 | maurc | 2021-12-03 11:00:00
767 | 203103 | Vestas | 57 | V80-2.0MW | 57 | measured_average_2020 | \N | \N | \N | 0 | 30 | \N | \N | 1.224 | \N | \N | \N | Full Prod | omega-perf | \N | maurc | 2021-08-02 16:41:00 | maurc | 2021-12-03 11:00:00
768 | 203104 | Vestas | 57 | V80-2.0MW | 57 | measured_average_2020 | \N | \N | \N | 0 | 30 | \N | \N | 1.224 | \N | \N | \N | Full Prod | omega-perf | \N | maurc | 2021-08-02 16:41:00 | maurc | 2021-12-03 11:00:00
769 | 203105 | Vestas | 57 | V80-2.0MW | 57 | measured_average_2020 | \N | \N | \N | 0 | 30 | \N | \N | 1.226 | \N | \N | \N | Full Prod | omega-perf | \N | maurc | 2021-08-02 16:41:00 | maurc | 2021-12-03 11:00:00
770 | 203106 | Vestas | 57 | V80-2.0MW | 57 | measured_average_2020 | \N | \N | \N | 0 | 30 | \N | \N | 1.227 | \N | \N | \N | Full Prod | omega-perf | \N | maurc | 2021-08-02 16:41:00 | maurc | 2021-12-03 11:00:00
771 | 203201 | Senvion | 46 | MM82-2.05MW | \N | measured_average_2020 | \N | \N | \N | 0 | 30 | \N | \N | 1.233 | \N | \N | \N | Full Prod | omega-perf | \N | maurc | 2021-08-02 16:41:00 | maurc | 2021-12-03 11:00:00
772 | 203202 | Senvion | 46 | MM82-2.05MW | \N | measured_average_2020 | \N | \N | \N | 0 | 30 | \N | \N | 1.233 | \N | \N | \N | Full Prod | omega-perf | \N | maurc | 2021-08-02 16:41:00 | maurc | 2021-12-03 11:00:00
773 | 203203 | Senvion | 46 | MM82-2.05MW | \N | measured_average_2020 | \N | \N | \N | 0 | 30 | \N | \N | 1.232 | \N | \N | \N | Full Prod | omega-perf | \N | maurc | 2021-08-02 16:41:00 | maurc | 2021-12-03 11:00:00
774 | 203204 | Senvion | 46 | MM82-2.05MW | \N | measured_average_2020 | \N | \N | \N | 0 | 30 | \N | \N | 1.233 | \N | \N | \N | Full Prod | omega-perf | \N | maurc | 2021-08-02 16:41:00 | maurc | 2021-12-03 11:00:00
775 | 203205 | Senvion | 46 | MM82-2.05MW | \N | measured_average_2020 | \N | \N | \N | 0 | 30 | \N | \N | 1.232 | \N | \N | \N | Full Prod | omega-perf | \N | maurc | 2021-08-02 16:41:00 | maurc | 2021-12-03 11:00:00
776 | 203301 | Vestas | 57 | V80-2.0MW | 57 | measured_average_2020 | \N | \N | \N | 0 | 30 | \N | \N | 1.233 | \N | \N | \N | Full Prod | omega-perf | \N | maurc | 2021-08-02 16:41:00 | maurc | 2021-12-03 11:00:00
777 | 203302 | Vestas | 57 | V80-2.0MW | 57 | measured_average_2020 | \N | \N | \N | 0 | 30 | \N | \N | 1.233 | \N | \N | \N | Full Prod | omega-perf | \N | maurc | 2021-08-02 16:41:00 | maurc | 2021-12-03 11:00:00
778 | 203303 | Vestas | 57 | V52-0.85MW | 56 | measured_average_2020 | \N | \N | \N | 0 | 30 | \N | \N | 1.231 | \N | \N | \N | Full Prod | omega-perf | \N | maurc | 2021-08-02 16:41:00 | maurc | 2021-12-03 11:00:00
779 | 203406 | Vestas | 57 | V90-2.0MW | 58 | measured_average_2020 | \N | \N | \N | 0 | 30 | \N | \N | 1.153 | \N | \N | \N | Full Prod | omega-perf | \N | maurc | 2021-08-02 16:41:00 | maurc | 2021-12-03 11:00:00
780 | 203407 | Vestas | 57 | V90-2.0MW | 58 | measured_average_2020 | \N | \N | \N | 0 | 30 | \N | \N | 1.154 | \N | \N | \N | Full Prod | omega-perf | \N | maurc | 2021-08-02 16:41:00 | maurc | 2021-12-03 11:00:00
781 | 203408 | Vestas | 57 | V90-2.0MW | 58 | measured_average_2020 | \N | \N | \N | 0 | 30 | \N | \N | 1.156 | \N | \N | \N | Full Prod | omega-perf | \N | maurc | 2021-08-02 16:41:00 | maurc | 2021-12-03 11:00:00
782 | 203409 | Vestas | 57 | V90-2.0MW | 58 | measured_average_2020 | \N | \N | \N | 0 | 30 | \N | \N | 1.16 | \N | \N | \N | Full Prod | omega-perf | \N | maurc | 2021-08-02 16:41:00 | maurc | 2021-12-03 11:00:00
783 | 203410 | Vestas | 57 | V90-2.0MW | 58 | measured_average_2020 | \N | \N | \N | 0 | 30 | \N | \N | 1.158 | \N | \N | \N | Full Prod | omega-perf | \N | maurc | 2021-08-02 16:41:00 | maurc | 2021-12-03 11:00:00
784 | 203411 | Vestas | 57 | V90-2.0MW | 58 | measured_average_2020 | \N | \N | \N | 0 | 30 | \N | \N | 1.151 | \N | \N | \N | Full Prod | omega-perf | \N | maurc | 2021-08-02 16:41:00 | maurc | 2021-12-03 11:00:00
785 | 203412 | Vestas | 57 | V90-2.0MW | 58 | measured_average_2020 | \N | \N | \N | 0 | 30 | \N | \N | 1.153 | \N | \N | \N | Full Prod | omega-perf | \N | maurc | 2021-08-02 16:41:00 | maurc | 2021-12-03 11:00:00
786 | 203413 | Vestas | 57 | V90-2.0MW | 58 | measured_average_2020 | \N | \N | \N | 0 | 30 | \N | \N | 1.151 | \N | \N | \N | Full Prod | omega-perf | \N | maurc | 2021-08-02 16:41:00 | maurc | 2021-12-03 11:00:00
787 | 203414 | Vestas | 57 | V90-2.0MW | 58 | measured_average_2020 | \N | \N | \N | 0 | 30 | \N | \N | 1.152 | \N | \N | \N | Full Prod | omega-perf | \N | maurc | 2021-08-02 16:41:00 | maurc | 2021-12-03 11:00:00
788 | 203415 | Vestas | 57 | V90-2.0MW | 58 | measured_average_2020 | \N | \N | \N | 0 | 30 | \N | \N | 1.152 | \N | \N | \N | Full Prod | omega-perf | \N | maurc | 2021-08-02 16:41:00 | maurc | 2021-12-03 11:00:00
789 | 203501 | Enercon | 12 | E70-2.0MW | 7 | measured_average_2020 | \N | \N | \N | 0 | 30 | \N | \N | 1.088 | \N | \N | \N | Full Prod | omega-perf | \N | maurc | 2021-08-02 16:41:00 | maurc | 2021-12-03 11:00:00
790 | 203502 | Enercon | 12 | E70-2.0MW | 7 | measured_average_2020 | \N | \N | \N | 0 | 30 | \N | \N | 1.088 | \N | \N | \N | Full Prod | omega-perf | \N | maurc | 2021-08-02 16:41:00 | maurc | 2021-12-03 11:00:00
791 | 203503 | Enercon | 12 | E70-2.0MW | 7 | measured_average_2020 | \N | \N | \N | 0 | 30 | \N | \N | 1.088 | \N | \N | \N | Full Prod | omega-perf | \N | maurc | 2021-08-02 16:41:00 | maurc | 2021-12-03 11:00:00
792 | 203504 | Enercon | 12 | E70-2.0MW | 7 | measured_average_2020 | \N | \N | \N | 0 | 30 | \N | \N | 1.091 | \N | \N | \N | Full Prod | omega-perf | \N | maurc | 2021-08-02 16:41:00 | maurc | 2021-12-03 11:00:00
793 | 203505 | Enercon | 12 | E70-2.0MW | 7 | measured_average_2020 | \N | \N | \N | 0 | 30 | \N | \N | 1.088 | \N | \N | \N | Full Prod | omega-perf | \N | maurc | 2021-08-02 16:41:00 | maurc | 2021-12-03 11:00:00
794 | 203506 | Enercon | 12 | E70-2.0MW | 7 | measured_average_2020 | \N | \N | \N | 0 | 30 | \N | \N | 1.087 | \N | \N | \N | Full Prod | omega-perf | \N | maurc | 2021-08-02 16:41:00 | maurc | 2021-12-03 11:00:00
795 | 203601 | Enercon | 12 | E70-2.0MW | 7 | measured_average_2020 | \N | \N | \N | 0 | 30 | \N | \N | 1.09 | \N | \N | \N | Full Prod | omega-perf | \N | maurc | 2021-08-02 16:41:00 | maurc | 2021-12-03 11:00:00
796 | 203701 | Enercon | 12 | E70-2.3MW | 8 | measured_average_2020 | \N | \N | \N | 0 | 30 | \N | \N | 1.2 | \N | \N | \N | Full Prod | omega-perf | \N | maurc | 2021-08-02 16:41:00 | maurc | 2021-12-03 11:00:00
797 | 203702 | Enercon | 12 | E70-2.3MW | 8 | measured_average_2020 | \N | \N | \N | 0 | 30 | \N | \N | 1.2 | \N | \N | \N | Full Prod | omega-perf | \N | maurc | 2021-08-02 16:41:00 | maurc | 2021-12-03 11:00:00
798 | 203703 | Enercon | 12 | E70-2.3MW | 8 | measured_average_2020 | \N | \N | \N | 0 | 30 | \N | \N | 1.201 | \N | \N | \N | Full Prod | omega-perf | \N | maurc | 2021-08-02 16:41:00 | maurc | 2021-12-03 11:00:00
799 | 203704 | Enercon | 12 | E70-2.3MW | 8 | measured_average_2020 | \N | \N | \N | 0 | 30 | \N | \N | 1.2 | \N | \N | \N | Full Prod | omega-perf | \N | maurc | 2021-08-02 16:41:00 | maurc | 2021-12-03 11:00:00
800 | 203705 | Enercon | 12 | E70-2.3MW | 8 | measured_average_2020 | \N | \N | \N | 0 | 30 | \N | \N | 1.2 | \N | \N | \N | Full Prod | omega-perf | \N | maurc | 2021-08-02 16:41:00 | maurc | 2021-12-03 11:00:00
801 | 203801 | Senvion | 46 | MM70-2.0MW | 27 | measured_average_2020 | \N | \N | \N | 0 | 30 | \N | \N | 1.2 | \N | \N | \N | Full Prod | omega-perf | \N | maurc | 2021-08-02 16:41:00 | maurc | 2021-12-03 11:00:00
802 | 203802 | Senvion | 46 | MM70-2.0MW | 27 | measured_average_2020 | \N | \N | \N | 0 | 30 | \N | \N | 1.2 | \N | \N | \N | Full Prod | omega-perf | \N | maurc | 2021-08-02 16:41:00 | maurc | 2021-12-03 11:00:00
803 | 203803 | Senvion | 46 | MM70-2.0MW | 27 | measured_average_2020 | \N | \N | \N | 0 | 30 | \N | \N | 1.2 | \N | \N | \N | Full Prod | omega-perf | \N | maurc | 2021-08-02 16:41:00 | maurc | 2021-12-03 11:00:00
804 | 203805 | Senvion | 46 | MM70-2.0MW | 27 | measured_average_2020 | \N | \N | \N | 0 | 30 | \N | \N | 1.2 | \N | \N | \N | Full Prod | omega-perf | \N | maurc | 2021-08-02 16:41:00 | maurc | 2021-12-03 11:00:00
805 | 203806 | Senvion | 46 | MM70-2.0MW | 27 | measured_average_2020 | \N | \N | \N | 0 | 30 | \N | \N | 1.2 | \N | \N | \N | Full Prod | omega-perf | \N | maurc | 2021-08-02 16:41:00 | maurc | 2021-12-03 11:00:00
806 | 203807 | Senvion | 46 | MM70-2.0MW | 27 | measured_average_2020 | \N | \N | \N | 0 | 30 | \N | \N | 1.2 | \N | \N | \N | Full Prod | omega-perf | \N | maurc | 2021-08-02 16:41:00 | maurc | 2021-12-03 11:00:00
807 | 203901 | Enercon | 12 | E82-3.0MW | 11 | measured_average_2020 | \N | \N | \N | 0 | 30 | \N | \N | 1.098 | \N | \N | \N | Full Prod | omega-perf | \N | maurc | 2021-08-02 16:41:00 | maurc | 2021-12-03 11:00:00
808 | 203902 | Enercon | 12 | E82-3.0MW | 11 | measured_average_2020 | \N | \N | \N | 0 | 30 | \N | \N | 1.099 | \N | \N | \N | Full Prod | omega-perf | \N | maurc | 2021-08-02 16:41:00 | maurc | 2021-12-03 11:00:00
809 | 203903 | Enercon | 12 | E82-3.0MW | 11 | measured_average_2020 | \N | \N | \N | 0 | 30 | \N | \N | 1.099 | \N | \N | \N | Full Prod | omega-perf | \N | maurc | 2021-08-02 16:41:00 | maurc | 2021-12-03 11:00:00
810 | 203904 | Enercon | 12 | E82-3.0MW | 11 | measured_average_2020 | \N | \N | \N | 0 | 30 | \N | \N | 1.099 | \N | \N | \N | Full Prod | omega-perf | \N | maurc | 2021-08-02 16:41:00 | maurc | 2021-12-03 11:00:00
811 | 203905 | Enercon | 12 | E82-3.0MW | 11 | measured_average_2020 | \N | \N | \N | 0 | 30 | \N | \N | 1.102 | \N | \N | \N | Full Prod | omega-perf | \N | maurc | 2021-08-02 16:41:00 | maurc | 2021-12-03 11:00:00
812 | 203906 | Enercon | 12 | E82-3.0MW | 11 | measured_average_2020 | \N | \N | \N | 0 | 30 | \N | \N | 1.102 | \N | \N | \N | Full Prod | omega-perf | \N | maurc | 2021-08-02 16:41:00 | maurc | 2021-12-03 11:00:00
813 | 203907 | Enercon | 12 | E82-3.0MW | 11 | measured_average_2020 | \N | \N | \N | 0 | 30 | \N | \N | 1.102 | \N | \N | \N | Full Prod | omega-perf | \N | maurc | 2021-08-02 16:41:00 | maurc | 2021-12-03 11:00:00
814 | 203908 | Enercon | 12 | E82-3.0MW | 11 | measured_average_2020 | \N | \N | \N | 0 | 30 | \N | \N | 1.103 | \N | \N | \N | Full Prod | omega-perf | \N | maurc | 2021-08-02 16:41:00 | maurc | 2021-12-03 11:00:00
815 | 203909 | Enercon | 12 | E82-2.3MW E2 | 10 | measured_average_2020 | \N | \N | \N | 0 | 30 | \N | \N | 1.099 | \N | \N | \N | Full Prod | omega-perf | \N | maurc | 2021-08-02 16:41:00 | maurc | 2021-12-03 11:00:00
816 | 203910 | Enercon | 12 | E82-2.3MW E2 | 10 | measured_average_2020 | \N | \N | \N | 0 | 30 | \N | \N | 1.097 | \N | \N | \N | Full Prod | omega-perf | \N | maurc | 2021-08-02 16:41:00 | maurc | 2021-12-03 11:00:00
817 | 203911 | Enercon | 12 | E82-2.3MW E2 | 10 | measured_average_2020 | \N | \N | \N | 0 | 30 | \N | \N | 1.099 | \N | \N | \N | Full Prod | omega-perf | \N | maurc | 2021-08-02 16:41:00 | maurc | 2021-12-03 11:00:00
818 | 203912 | Enercon | 12 | E82-2.3MW E2 | 10 | measured_average_2020 | \N | \N | \N | 0 | 30 | \N | \N | 1.099 | \N | \N | \N | Full Prod | omega-perf | \N | maurc | 2021-08-02 16:41:00 | maurc | 2021-12-03 11:00:00
819 | 203913 | Enercon | 12 | E82-2.3MW E2 | 10 | measured_average_2020 | \N | \N | \N | 0 | 30 | \N | \N | 1.099 | \N | \N | \N | Full Prod | omega-perf | \N | maurc | 2021-08-02 16:41:00 | maurc | 2021-12-03 11:00:00
820 | 203914 | Enercon | 12 | E82-2.3MW E2 | 10 | measured_average_2020 | \N | \N | \N | 0 | 30 | \N | \N | 1.097 | \N | \N | \N | Full Prod | omega-perf | \N | maurc | 2021-08-02 16:41:00 | maurc | 2021-12-03 11:00:00
821 | 203915 | Enercon | 12 | E82-2.3MW E2 | 10 | measured_average_2020 | \N | \N | \N | 0 | 30 | \N | \N | 1.102 | \N | \N | \N | Full Prod | omega-perf | \N | maurc | 2021-08-02 16:41:00 | maurc | 2021-12-03 11:00:00
822 | 203916 | Enercon | 12 | E82-2.3MW E2 | 10 | measured_average_2020 | \N | \N | \N | 0 | 30 | \N | \N | 1.101 | \N | \N | \N | Full Prod | omega-perf | \N | maurc | 2021-08-02 16:41:00 | maurc | 2021-12-03 11:00:00
823 | 203917 | Enercon | 12 | E82-2.3MW E2 | 10 | measured_average_2020 | \N | \N | \N | 0 | 30 | \N | \N | 1.117 | \N | \N | \N | Full Prod | omega-perf | \N | maurc | 2021-08-02 16:41:00 | maurc | 2021-12-03 11:00:00
824 | 203918 | Enercon | 12 | E82-2.3MW E2 | 10 | measured_average_2020 | \N | \N | \N | 0 | 30 | \N | \N | 1.117 | \N | \N | \N | Full Prod | omega-perf | \N | maurc | 2021-08-02 16:41:00 | maurc | 2021-12-03 11:00:00
825 | 203919 | Enercon | 12 | E82-2.3MW E2 | 10 | measured_average_2020 | \N | \N | \N | 0 | 30 | \N | \N | 1.115 | \N | \N | \N | Full Prod | omega-perf | \N | maurc | 2021-08-02 16:41:00 | maurc | 2021-12-03 11:00:00
826 | 203920 | Enercon | 12 | E82-2.3MW E2 | 10 | measured_average_2020 | \N | \N | \N | 0 | 30 | \N | \N | 1.115 | \N | \N | \N | Full Prod | omega-perf | \N | maurc | 2021-08-02 16:41:00 | maurc | 2021-12-03 11:00:00
827 | 203921 | Enercon | 12 | E82-2.3MW E2 | 10 | measured_average_2020 | \N | \N | \N | 0 | 30 | \N | \N | 1.116 | \N | \N | \N | Full Prod | omega-perf | \N | maurc | 2021-08-02 16:41:00 | maurc | 2021-12-03 11:00:00
828 | 203922 | Enercon | 12 | E82-2.3MW E2 | 10 | measured_average_2020 | \N | \N | \N | 0 | 30 | \N | \N | 1.12 | \N | \N | \N | Full Prod | omega-perf | \N | maurc | 2021-08-02 16:41:00 | maurc | 2021-12-03 11:00:00
829 | 203923 | Enercon | 12 | E82-2.3MW E2 | 10 | measured_average_2020 | \N | \N | \N | 0 | 30 | \N | \N | 1.112 | \N | \N | \N | Full Prod | omega-perf | \N | maurc | 2021-08-02 16:41:00 | maurc | 2021-12-03 11:00:00
830 | 203924 | Enercon | 12 | E82-2.3MW E2 | 10 | measured_average_2020 | \N | \N | \N | 0 | 30 | \N | \N | 1.108 | \N | \N | \N | Full Prod | omega-perf | \N | maurc | 2021-08-02 16:41:00 | maurc | 2021-12-03 11:00:00
831 | 203925 | Enercon | 12 | E82-2.3MW E2 | 10 | measured_average_2020 | \N | \N | \N | 0 | 30 | \N | \N | 1.108 | \N | \N | \N | Full Prod | omega-perf | \N | maurc | 2021-08-02 16:41:00 | maurc | 2021-12-03 11:00:00
832 | 203926 | Enercon | 12 | E82-2.3MW E2 | 10 | measured_average_2020 | \N | \N | \N | 0 | 30 | \N | \N | 1.109 | \N | \N | \N | Full Prod | omega-perf | \N | maurc | 2021-08-02 16:41:00 | maurc | 2021-12-03 11:00:00
833 | 203927 | Enercon | 12 | E82-2.3MW E2 | 10 | measured_average_2020 | \N | \N | \N | 0 | 30 | \N | \N | 1.103 | \N | \N | \N | Full Prod | omega-perf | \N | maurc | 2021-08-02 16:41:00 | maurc | 2021-12-03 11:00:00
834 | 203928 | Enercon | 12 | E82-2.3MW E2 | 10 | measured_average_2020 | \N | \N | \N | 0 | 30 | \N | \N | 1.102 | \N | \N | \N | Full Prod | omega-perf | \N | maurc | 2021-08-02 16:41:00 | maurc | 2021-12-03 11:00:00
835 | 203929 | Enercon | 12 | E82-2.3MW E2 | 10 | measured_average_2020 | \N | \N | \N | 0 | 30 | \N | \N | 1.101 | \N | \N | \N | Full Prod | omega-perf | \N | maurc | 2021-08-02 16:41:00 | maurc | 2021-12-03 11:00:00
836 | 204001 | Gamesa | 17 | G87-2.0MW | 19 | measured_average_2020 | \N | \N | \N | 0 | 30 | \N | \N | 1.101 | \N | \N | \N | Full Prod | omega-perf | \N | maurc | 2021-08-02 16:41:00 | maurc | 2021-12-03 11:00:00
837 | 204002 | Gamesa | 17 | G87-2.0MW | 19 | measured_average_2020 | \N | \N | \N | 0 | 30 | \N | \N | 1.101 | \N | \N | \N | Full Prod | omega-perf | \N | maurc | 2021-08-02 16:41:00 | maurc | 2021-12-03 11:00:00
838 | 204003 | Gamesa | 17 | G87-2.0MW | 19 | measured_average_2020 | \N | \N | \N | 0 | 30 | \N | \N | 1.101 | \N | \N | \N | Full Prod | omega-perf | \N | maurc | 2021-08-02 16:41:00 | maurc | 2021-12-03 11:00:00
839 | 204004 | Gamesa | 17 | G87-2.0MW | 19 | measured_average_2020 | \N | \N | \N | 0 | 30 | \N | \N | 1.102 | \N | \N | \N | Full Prod | omega-perf | \N | maurc | 2021-08-02 16:41:00 | maurc | 2021-12-03 11:00:00
840 | 204005 | Gamesa | 17 | G87-2.0MW | 19 | measured_average_2020 | \N | \N | \N | 0 | 30 | \N | \N | 1.102 | \N | \N | \N | Full Prod | omega-perf | \N | maurc | 2021-08-02 16:41:00 | maurc | 2021-12-03 11:00:00
841 | 204006 | Gamesa | 17 | G87-2.0MW | 19 | measured_average_2020 | \N | \N | \N | 0 | 30 | \N | \N | 1.102 | \N | \N | \N | Full Prod | omega-perf | \N | maurc | 2021-08-02 16:41:00 | maurc | 2021-12-03 11:00:00
842 | 204105 | Senvion | 46 | MM82-2.0MW | 28 | measured_average_2020 | \N | \N | \N | 0 | 30 | \N | \N | 1.197 | \N | \N | \N | Full Prod | omega-perf | \N | maurc | 2021-08-02 16:41:00 | maurc | 2021-12-03 11:00:00
843 | 204106 | Senvion | 46 | MM82-2.0MW | 28 | measured_average_2020 | \N | \N | \N | 0 | 30 | \N | \N | 1.196 | \N | \N | \N | Full Prod | omega-perf | \N | maurc | 2021-08-02 16:41:00 | maurc | 2021-12-03 11:00:00
844 | 204107 | Senvion | 46 | MM82-2.0MW | 28 | measured_average_2020 | \N | \N | \N | 0 | 30 | \N | \N | 1.195 | \N | \N | \N | Full Prod | omega-perf | \N | maurc | 2021-08-02 16:41:00 | maurc | 2021-12-03 11:00:00
845 | 204301 | Senvion | 46 | MM92-2.05MW | 29 | measured_average_2020 | \N | \N | \N | 0 | 30 | \N | \N | 1.22 | \N | \N | \N | Full Prod | omega-perf | \N | maurc | 2021-08-02 16:41:00 | maurc | 2021-12-03 11:00:00
846 | 204302 | Senvion | 46 | MM92-2.05MW | 29 | measured_average_2020 | \N | \N | \N | 0 | 30 | \N | \N | 1.22 | \N | \N | \N | Full Prod | omega-perf | \N | maurc | 2021-08-02 16:41:00 | maurc | 2021-12-03 11:00:00
847 | 204303 | Senvion | 46 | MM92-2.05MW | 29 | measured_average_2020 | \N | \N | \N | 0 | 30 | \N | \N | 1.22 | \N | \N | \N | Full Prod | omega-perf | \N | maurc | 2021-08-02 16:41:00 | maurc | 2021-12-03 11:00:00
848 | 204304 | Senvion | 46 | MM92-2.05MW | 29 | measured_average_2020 | \N | \N | \N | 0 | 30 | \N | \N | 1.22 | \N | \N | \N | Full Prod | omega-perf | \N | maurc | 2021-08-02 16:41:00 | maurc | 2021-12-03 11:00:00
849 | 204305 | Senvion | 46 | MM92-2.05MW | 29 | measured_average_2020 | \N | \N | \N | 0 | 30 | \N | \N | 1.221 | \N | \N | \N | Full Prod | omega-perf | \N | maurc | 2021-08-02 16:41:00 | maurc | 2021-12-03 11:00:00
850 | 204306 | Senvion | 46 | MM92-2.05MW | 29 | measured_average_2020 | \N | \N | \N | 0 | 30 | \N | \N | 1.22 | \N | \N | \N | Full Prod | omega-perf | \N | maurc | 2021-08-02 16:41:00 | maurc | 2021-12-03 11:00:00
851 | 204401 | Vestas | 57 | V90-2.0MW | 58 | measured_average_2020 | \N | \N | \N | 0 | 30 | \N | \N | 1.194 | \N | \N | \N | Full Prod | omega-perf | \N | maurc | 2021-08-02 16:41:00 | maurc | 2021-12-03 11:00:00
852 | 204402 | Vestas | 57 | V90-2.0MW | 58 | measured_average_2020 | \N | \N | \N | 0 | 30 | \N | \N | 1.193 | \N | \N | \N | Full Prod | omega-perf | \N | maurc | 2021-08-02 16:41:00 | maurc | 2021-12-03 11:00:00
853 | 204403 | Vestas | 57 | V90-2.0MW | 58 | measured_average_2020 | \N | \N | \N | 0 | 30 | \N | \N | 1.192 | \N | \N | \N | Full Prod | omega-perf | \N | maurc | 2021-08-02 16:41:00 | maurc | 2021-12-03 11:00:00
854 | 204404 | Vestas | 57 | V90-2.0MW | 58 | measured_average_2020 | \N | \N | \N | 0 | 30 | \N | \N | 1.193 | \N | \N | \N | Full Prod | omega-perf | \N | maurc | 2021-08-02 16:41:00 | maurc | 2021-12-03 11:00:00
855 | 204501 | Senvion | 46 | MM82-2.0MW | 28 | measured_average_2020 | \N | \N | \N | 0 | 30 | \N | \N | 1.193 | \N | \N | \N | Full Prod | omega-perf | \N | maurc | 2021-08-02 16:41:00 | maurc | 2021-12-03 11:00:00
856 | 204502 | Senvion | 46 | MM82-2.0MW | 28 | measured_average_2020 | \N | \N | \N | 0 | 30 | \N | \N | 1.194 | \N | \N | \N | Full Prod | omega-perf | \N | maurc | 2021-08-02 16:41:00 | maurc | 2021-12-03 11:00:00
857 | 204503 | Senvion | 46 | MM82-2.0MW | 28 | measured_average_2020 | \N | \N | \N | 0 | 30 | \N | \N | 1.196 | \N | \N | \N | Full Prod | omega-perf | \N | maurc | 2021-08-02 16:41:00 | maurc | 2021-12-03 11:00:00
858 | 204601 | Vestas | 57 | V90-3.0MW | 59 | measured_average_2020 | \N | \N | \N | 0 | 30 | \N | \N | 1.208 | \N | \N | \N | Full Prod | omega-perf | \N | maurc | 2021-08-02 16:41:00 | maurc | 2021-12-03 11:00:00
859 | 204602 | Vestas | 57 | V90-3.0MW | 59 | measured_average_2020 | \N | \N | \N | 0 | 30 | \N | \N | 1.207 | \N | \N | \N | Full Prod | omega-perf | \N | maurc | 2021-08-02 16:41:00 | maurc | 2021-12-03 11:00:00
860 | 204603 | Vestas | 57 | V90-3.0MW | 59 | measured_average_2020 | \N | \N | \N | 0 | 30 | \N | \N | 1.208 | \N | \N | \N | Full Prod | omega-perf | \N | maurc | 2021-08-02 16:41:00 | maurc | 2021-12-03 11:00:00
861 | 204604 | Vestas | 57 | V90-3.0MW | 59 | measured_average_2020 | \N | \N | \N | 0 | 30 | \N | \N | 1.208 | \N | \N | \N | Full Prod | omega-perf | \N | maurc | 2021-08-02 16:41:00 | maurc | 2021-12-03 11:00:00
862 | 204605 | Vestas | 57 | V90-3.0MW | 59 | measured_average_2020 | \N | \N | \N | 0 | 30 | \N | \N | 1.208 | \N | \N | \N | Full Prod | omega-perf | \N | maurc | 2021-08-02 16:41:00 | maurc | 2021-12-03 11:00:00
863 | 204606 | Vestas | 57 | V90-3.0MW | 59 | measured_average_2020 | \N | \N | \N | 0 | 30 | \N | \N | 1.209 | \N | \N | \N | Full Prod | omega-perf | \N | maurc | 2021-08-02 16:41:00 | maurc | 2021-12-03 11:00:00
864 | 204607 | Vestas | 57 | V90-3.0MW | 59 | measured_average_2020 | \N | \N | \N | 0 | 30 | \N | \N | 1.209 | \N | \N | \N | Full Prod | omega-perf | \N | maurc | 2021-08-02 16:41:00 | maurc | 2021-12-03 11:00:00
865 | 204608 | Vestas | 57 | V90-3.0MW | 59 | measured_average_2020 | \N | \N | \N | 0 | 30 | \N | \N | 1.209 | \N | \N | \N | Full Prod | omega-perf | \N | maurc | 2021-08-02 16:41:00 | maurc | 2021-12-03 11:00:00
866 | 204609 | Vestas | 57 | V90-3.0MW | 59 | measured_average_2020 | \N | \N | \N | 0 | 30 | \N | \N | 1.209 | \N | \N | \N | Full Prod | omega-perf | \N | maurc | 2021-08-02 16:41:00 | maurc | 2021-12-03 11:00:00
867 | 204610 | Vestas | 57 | V90-3.0MW | 59 | measured_average_2020 | \N | \N | \N | 0 | 30 | \N | \N | 1.211 | \N | \N | \N | Full Prod | omega-perf | \N | maurc | 2021-08-02 16:41:00 | maurc | 2021-12-03 11:00:00
868 | 204611 | Vestas | 57 | V90-3.0MW | 59 | measured_average_2020 | \N | \N | \N | 0 | 30 | \N | \N | 1.209 | \N | \N | \N | Full Prod | omega-perf | \N | maurc | 2021-08-02 16:41:00 | maurc | 2021-12-03 11:00:00
869 | 204612 | Vestas | 57 | V80-2.0MW | 57 | measured_average_2020 | \N | \N | \N | 0 | 30 | \N | \N | 1.21 | \N | \N | \N | Full Prod | omega-perf | \N | maurc | 2021-08-02 16:41:00 | maurc | 2021-12-03 11:00:00
870 | 204613 | Vestas | 57 | V90-3.0MW | 59 | measured_average_2020 | \N | \N | \N | 0 | 30 | \N | \N | 1.208 | \N | \N | \N | Full Prod | omega-perf | \N | maurc | 2021-08-02 16:41:00 | maurc | 2021-12-03 11:00:00
871 | 204614 | Vestas | 57 | V80-2.0MW | 57 | measured_average_2020 | \N | \N | \N | 0 | 30 | \N | \N | 1.21 | \N | \N | \N | Full Prod | omega-perf | \N | maurc | 2021-08-02 16:41:00 | maurc | 2021-12-03 11:00:00
872 | 204615 | Vestas | 57 | V80-2.0MW | 57 | measured_average_2020 | \N | \N | \N | 0 | 30 | \N | \N | 1.209 | \N | \N | \N | Full Prod | omega-perf | \N | maurc | 2021-08-02 16:41:00 | maurc | 2021-12-03 11:00:00
873 | 204616 | Vestas | 57 | V80-2.0MW | 57 | measured_average_2020 | \N | \N | \N | 0 | 30 | \N | \N | 1.209 | \N | \N | \N | Full Prod | omega-perf | \N | maurc | 2021-08-02 16:41:00 | maurc | 2021-12-03 11:00:00
874 | 204617 | Vestas | 57 | V80-2.0MW | 57 | measured_average_2020 | \N | \N | \N | 0 | 30 | \N | \N | 1.21 | \N | \N | \N | Full Prod | omega-perf | \N | maurc | 2021-08-02 16:41:00 | maurc | 2021-12-03 11:00:00
875 | 204618 | Vestas | 57 | V80-2.0MW | 57 | measured_average_2020 | \N | \N | \N | 0 | 30 | \N | \N | 1.21 | \N | \N | \N | Full Prod | omega-perf | \N | maurc | 2021-08-02 16:41:00 | maurc | 2021-12-03 11:00:00
876 | 204619 | Vestas | 57 | V80-2.0MW | 57 | measured_average_2020 | \N | \N | \N | 0 | 30 | \N | \N | 1.21 | \N | \N | \N | Full Prod | omega-perf | \N | maurc | 2021-08-02 16:41:00 | maurc | 2021-12-03 11:00:00
877 | 204620 | Vestas | 57 | V90-3.0MW | 59 | measured_average_2020 | \N | \N | \N | 0 | 30 | \N | \N | 1.208 | \N | \N | \N | Full Prod | omega-perf | \N | maurc | 2021-08-02 16:41:00 | maurc | 2021-12-03 11:00:00
878 | 204621 | Vestas | 57 | V90-3.0MW | 59 | measured_average_2020 | \N | \N | \N | 0 | 30 | \N | \N | 1.208 | \N | \N | \N | Full Prod | omega-perf | \N | maurc | 2021-08-02 16:41:00 | maurc | 2021-12-03 11:00:00
879 | 204622 | Vestas | 57 | V90-3.0MW | 59 | measured_average_2020 | \N | \N | \N | 0 | 30 | \N | \N | 1.211 | \N | \N | \N | Full Prod | omega-perf | \N | maurc | 2021-08-02 16:41:00 | maurc | 2021-12-03 11:00:00
880 | 204623 | Vestas | 57 | V80-2.0MW | 57 | measured_average_2020 | \N | \N | \N | 0 | 30 | \N | \N | 1.208 | \N | \N | \N | Full Prod | omega-perf | \N | maurc | 2021-08-02 16:41:00 | maurc | 2021-12-03 11:00:00
881 | 204624 | Vestas | 57 | V80-2.0MW | 57 | measured_average_2020 | \N | \N | \N | 0 | 30 | \N | \N | 1.208 | \N | \N | \N | Full Prod | omega-perf | \N | maurc | 2021-08-02 16:41:00 | maurc | 2021-12-03 11:00:00
882 | 204625 | Vestas | 57 | V90-3.0MW | 59 | measured_average_2020 | \N | \N | \N | 0 | 30 | \N | \N | 1.207 | \N | \N | \N | Full Prod | omega-perf | \N | maurc | 2021-08-02 16:41:00 | maurc | 2021-12-03 11:00:00
883 | 204626 | Vestas | 57 | V90-3.0MW | 59 | measured_average_2020 | \N | \N | \N | 0 | 30 | \N | \N | 1.207 | \N | \N | \N | Full Prod | omega-perf | \N | maurc | 2021-08-02 16:41:00 | maurc | 2021-12-03 11:00:00
884 | 204627 | Vestas | 57 | V90-3.0MW | 59 | measured_average_2020 | \N | \N | \N | 0 | 30 | \N | \N | 1.207 | \N | \N | \N | Full Prod | omega-perf | \N | maurc | 2021-08-02 16:41:00 | maurc | 2021-12-03 11:00:00
885 | 204628 | Vestas | 57 | V90-3.0MW | 59 | measured_average_2020 | \N | \N | \N | 0 | 30 | \N | \N | 1.206 | \N | \N | \N | Full Prod | omega-perf | \N | maurc | 2021-08-02 16:41:00 | maurc | 2021-12-03 11:00:00
886 | 204629 | Vestas | 57 | V90-3.0MW | 59 | measured_average_2020 | \N | \N | \N | 0 | 30 | \N | \N | 1.206 | \N | \N | \N | Full Prod | omega-perf | \N | maurc | 2021-08-02 16:41:00 | maurc | 2021-12-03 11:00:00
887 | 204630 | Vestas | 57 | V90-3.0MW | 59 | measured_average_2020 | \N | \N | \N | 0 | 30 | \N | \N | 1.208 | \N | \N | \N | Full Prod | omega-perf | \N | maurc | 2021-08-02 16:41:00 | maurc | 2021-12-03 11:00:00
888 | 204631 | Vestas | 57 | V90-3.0MW | 59 | measured_average_2020 | \N | \N | \N | 0 | 30 | \N | \N | 1.206 | \N | \N | \N | Full Prod | omega-perf | \N | maurc | 2021-08-02 16:41:00 | maurc | 2021-12-03 11:00:00
889 | 204632 | Vestas | 57 | V90-3.0MW | 59 | measured_average_2020 | \N | \N | \N | 0 | 30 | \N | \N | 1.205 | \N | \N | \N | Full Prod | omega-perf | \N | maurc | 2021-08-02 16:41:00 | maurc | 2021-12-03 11:00:00
890 | 204633 | Vestas | 57 | V90-3.0MW | 59 | measured_average_2020 | \N | \N | \N | 0 | 30 | \N | \N | 1.205 | \N | \N | \N | Full Prod | omega-perf | \N | maurc | 2021-08-02 16:41:00 | maurc | 2021-12-03 11:00:00
891 | 204634 | Vestas | 57 | V90-3.0MW | 59 | measured_average_2020 | \N | \N | \N | 0 | 30 | \N | \N | 1.205 | \N | \N | \N | Full Prod | omega-perf | \N | maurc | 2021-08-02 16:41:00 | maurc | 2021-12-03 11:00:00
892 | 204635 | Vestas | 57 | V90-3.0MW | 59 | measured_average_2020 | \N | \N | \N | 0 | 30 | \N | \N | 1.205 | \N | \N | \N | Full Prod | omega-perf | \N | maurc | 2021-08-02 16:41:00 | maurc | 2021-12-03 11:00:00
893 | 204701 | Enercon | 12 | E70-2.3MW | 8 | measured_average_2020 | \N | \N | \N | 0 | 30 | \N | \N | 1.224 | \N | \N | \N | Full Prod | omega-perf | \N | maurc | 2021-08-02 16:41:00 | maurc | 2021-12-03 11:00:00
894 | 204702 | Enercon | 12 | E70-2.3MW | 8 | measured_average_2020 | \N | \N | \N | 0 | 30 | \N | \N | 1.224 | \N | \N | \N | Full Prod | omega-perf | \N | maurc | 2021-08-02 16:41:00 | maurc | 2021-12-03 11:00:00
895 | 204703 | Enercon | 12 | E70-2.3MW | 8 | measured_average_2020 | \N | \N | \N | 0 | 30 | \N | \N | 1.225 | \N | \N | \N | Full Prod | omega-perf | \N | maurc | 2021-08-02 16:41:00 | maurc | 2021-12-03 11:00:00
896 | 204704 | Enercon | 12 | E70-2.3MW | 8 | measured_average_2020 | \N | \N | \N | 0 | 30 | \N | \N | 1.226 | \N | \N | \N | Full Prod | omega-perf | \N | maurc | 2021-08-02 16:41:00 | maurc | 2021-12-03 11:00:00
897 | 204801 | Vestas | 57 | V52-0.85MW | 56 | measured_average_2020 | \N | \N | \N | 0 | 30 | \N | \N | 1.174 | \N | \N | \N | Full Prod | omega-perf | \N | maurc | 2021-08-02 16:41:00 | maurc | 2021-12-03 11:00:00
898 | 204802 | Vestas | 57 | V52-0.85MW | 56 | measured_average_2020 | \N | \N | \N | 0 | 30 | \N | \N | 1.174 | \N | \N | \N | Full Prod | omega-perf | \N | maurc | 2021-08-02 16:41:00 | maurc | 2021-12-03 11:00:00
899 | 204803 | Vestas | 57 | V52-0.85MW | 56 | measured_average_2020 | \N | \N | \N | 0 | 30 | \N | \N | 1.176 | \N | \N | \N | Full Prod | omega-perf | \N | maurc | 2021-08-02 16:41:00 | maurc | 2021-12-03 11:00:00
900 | 204804 | Vestas | 57 | V52-0.85MW | 56 | measured_average_2020 | \N | \N | \N | 0 | 30 | \N | \N | 1.178 | \N | \N | \N | Full Prod | omega-perf | \N | maurc | 2021-08-02 16:41:00 | maurc | 2021-12-03 11:00:00
901 | 204805 | Vestas | 57 | V52-0.85MW | 56 | measured_average_2020 | \N | \N | \N | 0 | 30 | \N | \N | 1.179 | \N | \N | \N | Full Prod | omega-perf | \N | maurc | 2021-08-02 16:41:00 | maurc | 2021-12-03 11:00:00
902 | 204806 | Vestas | 57 | V52-0.85MW | 56 | measured_average_2020 | \N | \N | \N | 0 | 30 | \N | \N | 1.18 | \N | \N | \N | Full Prod | omega-perf | \N | maurc | 2021-08-02 16:41:00 | maurc | 2021-12-03 11:00:00
903 | 204901 | Vestas | 57 | V52-0.85MW | 56 | measured_average_2020 | \N | \N | \N | 0 | 30 | \N | \N | 1.237 | \N | \N | \N | Full Prod | omega-perf | \N | maurc | 2021-08-02 16:41:00 | maurc | 2021-12-03 11:00:00
904 | 204902 | Vestas | 57 | V80-2.0MW | 57 | measured_average_2020 | \N | \N | \N | 0 | 30 | \N | \N | 1.235 | \N | \N | \N | Full Prod | omega-perf | \N | maurc | 2021-08-02 16:41:00 | maurc | 2021-12-03 11:00:00
905 | 204903 | Vestas | 57 | V80-2.0MW | 57 | measured_average_2020 | \N | \N | \N | 0 | 30 | \N | \N | 1.236 | \N | \N | \N | Full Prod | omega-perf | \N | maurc | 2021-08-02 16:41:00 | maurc | 2021-12-03 11:00:00
906 | 204904 | Vestas | 57 | V80-2.0MW | 57 | measured_average_2020 | \N | \N | \N | 0 | 30 | \N | \N | 1.236 | \N | \N | \N | Full Prod | omega-perf | \N | maurc | 2021-08-02 16:41:00 | maurc | 2021-12-03 11:00:00
907 | 205001 | Vestas | 57 | V90-3.0MW | 59 | measured_average_2020 | \N | \N | \N | 0 | 30 | \N | \N | 1.132 | \N | \N | \N | Full Prod | omega-perf | \N | maurc | 2021-08-02 16:41:00 | maurc | 2021-12-03 11:00:00
908 | 205002 | Vestas | 57 | V90-3.0MW | 59 | measured_average_2020 | \N | \N | \N | 0 | 30 | \N | \N | 1.133 | \N | \N | \N | Full Prod | omega-perf | \N | maurc | 2021-08-02 16:41:00 | maurc | 2021-12-03 11:00:00
909 | 205003 | Vestas | 57 | V90-3.0MW | 59 | measured_average_2020 | \N | \N | \N | 0 | 30 | \N | \N | 1.135 | \N | \N | \N | Full Prod | omega-perf | \N | maurc | 2021-08-02 16:41:00 | maurc | 2021-12-03 11:00:00
910 | 205004 | Vestas | 57 | V90-3.0MW | 59 | measured_average_2020 | \N | \N | \N | 0 | 30 | \N | \N | 1.134 | \N | \N | \N | Full Prod | omega-perf | \N | maurc | 2021-08-02 16:41:00 | maurc | 2021-12-03 11:00:00
911 | 205005 | Vestas | 57 | V90-3.0MW | 59 | measured_average_2020 | \N | \N | \N | 0 | 30 | \N | \N | 1.134 | \N | \N | \N | Full Prod | omega-perf | \N | maurc | 2021-08-02 16:41:00 | maurc | 2021-12-03 11:00:00
912 | 205006 | Vestas | 57 | V90-3.0MW | 59 | measured_average_2020 | \N | \N | \N | 0 | 30 | \N | \N | 1.134 | \N | \N | \N | Full Prod | omega-perf | \N | maurc | 2021-08-02 16:41:00 | maurc | 2021-12-03 11:00:00
913 | 205007 | Vestas | 57 | V90-3.0MW | 59 | measured_average_2020 | \N | \N | \N | 0 | 30 | \N | \N | 1.133 | \N | \N | \N | Full Prod | omega-perf | \N | maurc | 2021-08-02 16:41:00 | maurc | 2021-12-03 11:00:00
914 | 205008 | Vestas | 57 | V90-3.0MW | 59 | measured_average_2020 | \N | \N | \N | 0 | 30 | \N | \N | 1.132 | \N | \N | \N | Full Prod | omega-perf | \N | maurc | 2021-08-02 16:41:00 | maurc | 2021-12-03 11:00:00
915 | 205009 | Vestas | 57 | V90-3.0MW | 59 | measured_average_2020 | \N | \N | \N | 0 | 30 | \N | \N | 1.131 | \N | \N | \N | Full Prod | omega-perf | \N | maurc | 2021-08-02 16:41:00 | maurc | 2021-12-03 11:00:00
916 | 205010 | Vestas | 57 | V90-3.0MW | 59 | measured_average_2020 | \N | \N | \N | 0 | 30 | \N | \N | 1.13 | \N | \N | \N | Full Prod | omega-perf | \N | maurc | 2021-08-02 16:41:00 | maurc | 2021-12-03 11:00:00
917 | 205011 | Vestas | 57 | V90-3.0MW | 59 | measured_average_2020 | \N | \N | \N | 0 | 30 | \N | \N | 1.13 | \N | \N | \N | Full Prod | omega-perf | \N | maurc | 2021-08-02 16:41:00 | maurc | 2021-12-03 11:00:00
918 | 205017 | Vestas | 57 | V90-3.0MW | 59 | measured_average_2020 | \N | \N | \N | 0 | 30 | \N | \N | 1.136 | \N | \N | \N | Full Prod | omega-perf | \N | maurc | 2021-08-02 16:41:00 | maurc | 2021-12-03 11:00:00
919 | 205018 | Vestas | 57 | V90-3.0MW | 59 | measured_average_2020 | \N | \N | \N | 0 | 30 | \N | \N | 1.133 | \N | \N | \N | Full Prod | omega-perf | \N | maurc | 2021-08-02 16:41:00 | maurc | 2021-12-03 11:00:00
920 | 205019 | Vestas | 57 | V90-3.0MW | 59 | measured_average_2020 | \N | \N | \N | 0 | 30 | \N | \N | 1.132 | \N | \N | \N | Full Prod | omega-perf | \N | maurc | 2021-08-02 16:41:00 | maurc | 2021-12-03 11:00:00
921 | 205020 | Vestas | 57 | V90-3.0MW | 59 | measured_average_2020 | \N | \N | \N | 0 | 30 | \N | \N | 1.132 | \N | \N | \N | Full Prod | omega-perf | \N | maurc | 2021-08-02 16:41:00 | maurc | 2021-12-03 11:00:00
922 | 205021 | Vestas | 57 | V90-3.0MW | 59 | measured_average_2020 | \N | \N | \N | 0 | 30 | \N | \N | 1.131 | \N | \N | \N | Full Prod | omega-perf | \N | maurc | 2021-08-02 16:41:00 | maurc | 2021-12-03 11:00:00
923 | 205022 | Vestas | 57 | V90-3.0MW | 59 | measured_average_2020 | \N | \N | \N | 0 | 30 | \N | \N | 1.132 | \N | \N | \N | Full Prod | omega-perf | \N | maurc | 2021-08-02 16:41:00 | maurc | 2021-12-03 11:00:00
924 | 205023 | Vestas | 57 | V90-3.0MW | 59 | measured_average_2020 | \N | \N | \N | 0 | 30 | \N | \N | 1.132 | \N | \N | \N | Full Prod | omega-perf | \N | maurc | 2021-08-02 16:41:00 | maurc | 2021-12-03 11:00:00
925 | 205024 | Vestas | 57 | V90-3.0MW | 59 | measured_average_2020 | \N | \N | \N | 0 | 30 | \N | \N | 1.132 | \N | \N | \N | Full Prod | omega-perf | \N | maurc | 2021-08-02 16:41:00 | maurc | 2021-12-03 11:00:00
926 | 205025 | Vestas | 57 | V90-3.0MW | 59 | measured_average_2020 | \N | \N | \N | 0 | 30 | \N | \N | 1.132 | \N | \N | \N | Full Prod | omega-perf | \N | maurc | 2021-08-02 16:41:00 | maurc | 2021-12-03 11:00:00
927 | 205101 | Vestas | 57 | V80-2.0MW | 57 | measured_average_2020 | \N | \N | \N | 0 | 30 | \N | \N | 1.128 | \N | \N | \N | Full Prod | omega-perf | \N | maurc | 2021-08-02 16:41:00 | maurc | 2021-12-03 11:00:00
928 | 205102 | Vestas | 57 | V80-2.0MW | 57 | measured_average_2020 | \N | \N | \N | 0 | 30 | \N | \N | 1.123 | \N | \N | \N | Full Prod | omega-perf | \N | maurc | 2021-08-02 16:41:00 | maurc | 2021-12-03 11:00:00
929 | 205103 | Vestas | 57 | V80-2.0MW | 57 | measured_average_2020 | \N | \N | \N | 0 | 30 | \N | \N | 1.125 | \N | \N | \N | Full Prod | omega-perf | \N | maurc | 2021-08-02 16:41:00 | maurc | 2021-12-03 11:00:00
930 | 205104 | Vestas | 57 | V80-2.0MW | 57 | measured_average_2020 | \N | \N | \N | 0 | 30 | \N | \N | 1.125 | \N | \N | \N | Full Prod | omega-perf | \N | maurc | 2021-08-02 16:41:00 | maurc | 2021-12-03 11:00:00
931 | 205105 | Vestas | 57 | V80-2.0MW | 57 | measured_average_2020 | \N | \N | \N | 0 | 30 | \N | \N | 1.123 | \N | \N | \N | Full Prod | omega-perf | \N | maurc | 2021-08-02 16:41:00 | maurc | 2021-12-03 11:00:00
932 | 205106 | Vestas | 57 | V80-2.0MW | 57 | measured_average_2020 | \N | \N | \N | 0 | 30 | \N | \N | 1.126 | \N | \N | \N | Full Prod | omega-perf | \N | maurc | 2021-08-02 16:41:00 | maurc | 2021-12-03 11:00:00
933 | 205201 | Vestas | 57 | V90-2.0MW | 58 | measured_average_2020 | \N | \N | \N | 0 | 30 | \N | \N | 1.195 | \N | \N | \N | Full Prod | omega-perf | \N | maurc | 2021-08-02 16:41:00 | maurc | 2021-12-03 11:00:00
934 | 205202 | Vestas | 57 | V90-2.0MW | 58 | measured_average_2020 | \N | \N | \N | 0 | 30 | \N | \N | 1.193 | \N | \N | \N | Full Prod | omega-perf | \N | maurc | 2021-08-02 16:41:00 | maurc | 2021-12-03 11:00:00
935 | 205203 | Vestas | 57 | V90-2.0MW | 58 | measured_average_2020 | \N | \N | \N | 0 | 30 | \N | \N | 1.194 | \N | \N | \N | Full Prod | omega-perf | \N | maurc | 2021-08-02 16:41:00 | maurc | 2021-12-03 11:00:00
936 | 205204 | Vestas | 57 | V90-2.0MW | 58 | measured_average_2020 | \N | \N | \N | 0 | 30 | \N | \N | 1.194 | \N | \N | \N | Full Prod | omega-perf | \N | maurc | 2021-08-02 16:41:00 | maurc | 2021-12-03 11:00:00
937 | 205205 | Vestas | 57 | V90-2.0MW | 58 | measured_average_2020 | \N | \N | \N | 0 | 30 | \N | \N | 1.194 | \N | \N | \N | Full Prod | omega-perf | \N | maurc | 2021-08-02 16:41:00 | maurc | 2021-12-03 11:00:00
938 | 205206 | Vestas | 57 | V90-2.0MW | 58 | measured_average_2020 | \N | \N | \N | 0 | 30 | \N | \N | 1.194 | \N | \N | \N | Full Prod | omega-perf | \N | maurc | 2021-08-02 16:41:00 | maurc | 2021-12-03 11:00:00
939 | 205212 | Vestas | 57 | V90-2.0MW | 58 | measured_average_2020 | \N | \N | \N | 0 | 30 | \N | \N | 1.194 | \N | \N | \N | Full Prod | omega-perf | \N | maurc | 2021-08-02 16:41:00 | maurc | 2021-12-03 11:00:00
940 | 205213 | Vestas | 57 | V90-2.0MW | 58 | measured_average_2020 | \N | \N | \N | 0 | 30 | \N | \N | 1.194 | \N | \N | \N | Full Prod | omega-perf | \N | maurc | 2021-08-02 16:41:00 | maurc | 2021-12-03 11:00:00
941 | 205215 | Vestas | 57 | V90-2.0MW | 58 | measured_average_2020 | \N | \N | \N | 0 | 30 | \N | \N | 1.193 | \N | \N | \N | Full Prod | omega-perf | \N | maurc | 2021-08-02 16:41:00 | maurc | 2021-12-03 11:00:00
942 | 205216 | Vestas | 57 | V90-2.0MW | 58 | measured_average_2020 | \N | \N | \N | 0 | 30 | \N | \N | 1.194 | \N | \N | \N | Full Prod | omega-perf | \N | maurc | 2021-08-02 16:41:00 | maurc | 2021-12-03 11:00:00
943 | 205217 | Vestas | 57 | V90-2.0MW | 58 | measured_average_2020 | \N | \N | \N | 0 | 30 | \N | \N | 1.193 | \N | \N | \N | Full Prod | omega-perf | \N | maurc | 2021-08-02 16:41:00 | maurc | 2021-12-03 11:00:00
944 | 205218 | Vestas | 57 | V90-2.0MW | 58 | measured_average_2020 | \N | \N | \N | 0 | 30 | \N | \N | 1.194 | \N | \N | \N | Full Prod | omega-perf | \N | maurc | 2021-08-02 16:41:00 | maurc | 2021-12-03 11:00:00
945 | 205301 | Nordex | 34 | N90-2.3MW | 38 | measured_average_2020 | \N | \N | \N | 0 | 30 | \N | \N | 1.198 | \N | \N | \N | Full Prod | omega-perf | \N | maurc | 2021-08-02 16:41:00 | maurc | 2021-12-03 11:00:00
946 | 205302 | Nordex | 34 | N90-2.3MW | 38 | measured_average_2020 | \N | \N | \N | 0 | 30 | \N | \N | 1.197 | \N | \N | \N | Full Prod | omega-perf | \N | maurc | 2021-08-02 16:41:00 | maurc | 2021-12-03 11:00:00
947 | 205303 | Nordex | 34 | N90-2.3MW | 38 | measured_average_2020 | \N | \N | \N | 0 | 30 | \N | \N | 1.198 | \N | \N | \N | Full Prod | omega-perf | \N | maurc | 2021-08-02 16:41:00 | maurc | 2021-12-03 11:00:00
948 | 205304 | Nordex | 34 | N90-2.3MW | 38 | measured_average_2020 | \N | \N | \N | 0 | 30 | \N | \N | 1.197 | \N | \N | \N | Full Prod | omega-perf | \N | maurc | 2021-08-02 16:41:00 | maurc | 2021-12-03 11:00:00
949 | 205305 | Nordex | 34 | N90-2.3MW | 38 | measured_average_2020 | \N | \N | \N | 0 | 30 | \N | \N | 1.198 | \N | \N | \N | Full Prod | omega-perf | \N | maurc | 2021-08-02 16:41:00 | maurc | 2021-12-03 11:00:00
950 | 205401 | Vestas | 57 | V90-3.0MW | 59 | measured_average_2020 | \N | \N | \N | 0 | 30 | \N | \N | 1.227 | \N | \N | \N | Full Prod | omega-perf | \N | maurc | 2021-08-02 16:41:00 | maurc | 2021-12-03 11:00:00
951 | 205402 | Vestas | 57 | V90-3.0MW | 59 | measured_average_2020 | \N | \N | \N | 0 | 30 | \N | \N | 1.226 | \N | \N | \N | Full Prod | omega-perf | \N | maurc | 2021-08-02 16:41:00 | maurc | 2021-12-03 11:00:00
952 | 205501 | Vestas | 57 | V80-2.0MW | 57 | measured_average_2020 | \N | \N | \N | 0 | 30 | \N | \N | 1.234 | \N | \N | \N | Full Prod | omega-perf | \N | maurc | 2021-08-02 16:41:00 | maurc | 2021-12-03 11:00:00
953 | 205502 | Vestas | 57 | V80-2.0MW | 57 | measured_average_2020 | \N | \N | \N | 0 | 30 | \N | \N | 1.235 | \N | \N | \N | Full Prod | omega-perf | \N | maurc | 2021-08-02 16:41:00 | maurc | 2021-12-03 11:00:00
954 | 205503 | Vestas | 57 | V80-2.0MW | 57 | measured_average_2020 | \N | \N | \N | 0 | 30 | \N | \N | 1.233 | \N | \N | \N | Full Prod | omega-perf | \N | maurc | 2021-08-02 16:41:00 | maurc | 2021-12-03 11:00:00
955 | 205504 | Vestas | 57 | V80-2.0MW | 57 | measured_average_2020 | \N | \N | \N | 0 | 30 | \N | \N | 1.232 | \N | \N | \N | Full Prod | omega-perf | \N | maurc | 2021-08-02 16:41:00 | maurc | 2021-12-03 11:00:00
956 | 205701 | Senvion | 46 | MM82-2.0MW | 28 | measured_average_2020 | \N | \N | \N | 0 | 30 | \N | \N | 1.193 | \N | \N | \N | Full Prod | omega-perf | \N | maurc | 2021-08-02 16:41:00 | maurc | 2021-12-03 11:00:00
957 | 205702 | Senvion | 46 | MM82-2.0MW | 28 | measured_average_2020 | \N | \N | \N | 0 | 30 | \N | \N | 1.194 | \N | \N | \N | Full Prod | omega-perf | \N | maurc | 2021-08-02 16:41:00 | maurc | 2021-12-03 11:00:00
958 | 205703 | Senvion | 46 | MM82-2.0MW | 28 | measured_average_2020 | \N | \N | \N | 0 | 30 | \N | \N | 1.191 | \N | \N | \N | Full Prod | omega-perf | \N | maurc | 2021-08-02 16:41:00 | maurc | 2021-12-03 11:00:00
959 | 205801 | Senvion | 46 | MM82-2.0MW | 28 | measured_average_2020 | \N | \N | \N | 0 | 30 | \N | \N | 1.238 | \N | \N | \N | Full Prod | omega-perf | \N | maurc | 2021-08-02 16:41:00 | maurc | 2021-12-03 11:00:00
960 | 205802 | Senvion | 46 | MM82-2.0MW | 28 | measured_average_2020 | \N | \N | \N | 0 | 30 | \N | \N | 1.238 | \N | \N | \N | Full Prod | omega-perf | \N | maurc | 2021-08-02 16:41:00 | maurc | 2021-12-03 11:00:00
961 | 205803 | Senvion | 46 | MM82-2.0MW | 28 | measured_average_2020 | \N | \N | \N | 0 | 30 | \N | \N | 1.238 | \N | \N | \N | Full Prod | omega-perf | \N | maurc | 2021-08-02 16:41:00 | maurc | 2021-12-03 11:00:00
962 | 205804 | Senvion | 46 | MM82-2.0MW | 28 | measured_average_2020 | \N | \N | \N | 0 | 30 | \N | \N | 1.238 | \N | \N | \N | Full Prod | omega-perf | \N | maurc | 2021-08-02 16:41:00 | maurc | 2021-12-03 11:00:00
963 | 205901 | Enercon | 12 | E70-2.3MW | 8 | measured_average_2020 | \N | \N | \N | 0 | 30 | \N | \N | 1.207 | \N | \N | \N | Full Prod | omega-perf | \N | maurc | 2021-08-02 16:41:00 | maurc | 2021-12-03 11:00:00
964 | 205902 | Enercon | 12 | E70-2.3MW | 8 | measured_average_2020 | \N | \N | \N | 0 | 30 | \N | \N | 1.208 | \N | \N | \N | Full Prod | omega-perf | \N | maurc | 2021-08-02 16:41:00 | maurc | 2021-12-03 11:00:00
965 | 205903 | Enercon | 12 | E70-2.3MW | 8 | measured_average_2020 | \N | \N | \N | 0 | 30 | \N | \N | 1.208 | \N | \N | \N | Full Prod | omega-perf | \N | maurc | 2021-08-02 16:41:00 | maurc | 2021-12-03 11:00:00
966 | 205904 | Enercon | 12 | E70-2.3MW | 8 | measured_average_2020 | \N | \N | \N | 0 | 30 | \N | \N | 1.207 | \N | \N | \N | Full Prod | omega-perf | \N | maurc | 2021-08-02 16:41:00 | maurc | 2021-12-03 11:00:00
967 | 205905 | Enercon | 12 | E70-2.3MW | 8 | measured_average_2020 | \N | \N | \N | 0 | 30 | \N | \N | 1.207 | \N | \N | \N | Full Prod | omega-perf | \N | maurc | 2021-08-02 16:41:00 | maurc | 2021-12-03 11:00:00
968 | 205906 | Enercon | 12 | E70-2.3MW | 8 | measured_average_2020 | \N | \N | \N | 0 | 30 | \N | \N | 1.206 | \N | \N | \N | Full Prod | omega-perf | \N | maurc | 2021-08-02 16:41:00 | maurc | 2021-12-03 11:00:00
969 | 205907 | Enercon | 12 | E70-2.3MW | 8 | measured_average_2020 | \N | \N | \N | 0 | 30 | \N | \N | 1.206 | \N | \N | \N | Full Prod | omega-perf | \N | maurc | 2021-08-02 16:41:00 | maurc | 2021-12-03 11:00:00
970 | 205908 | Enercon | 12 | E70-2.3MW | 8 | measured_average_2020 | \N | \N | \N | 0 | 30 | \N | \N | 1.206 | \N | \N | \N | Full Prod | omega-perf | \N | maurc | 2021-08-02 16:41:00 | maurc | 2021-12-03 11:00:00
971 | 205909 | Enercon | 12 | E70-2.3MW | 8 | measured_average_2020 | \N | \N | \N | 0 | 30 | \N | \N | 1.206 | \N | \N | \N | Full Prod | omega-perf | \N | maurc | 2021-08-02 16:41:00 | maurc | 2021-12-03 11:00:00
972 | 205910 | Enercon | 12 | E70-2.3MW | 8 | measured_average_2020 | \N | \N | \N | 0 | 30 | \N | \N | 1.206 | \N | \N | \N | Full Prod | omega-perf | \N | maurc | 2021-08-02 16:41:00 | maurc | 2021-12-03 11:00:00
973 | 205911 | Enercon | 12 | E70-2.3MW | 8 | measured_average_2020 | \N | \N | \N | 0 | 30 | \N | \N | 1.207 | \N | \N | \N | Full Prod | omega-perf | \N | maurc | 2021-08-02 16:41:00 | maurc | 2021-12-03 11:00:00
974 | 205912 | Enercon | 12 | E70-2.3MW | 8 | measured_average_2020 | \N | \N | \N | 0 | 30 | \N | \N | 1.207 | \N | \N | \N | Full Prod | omega-perf | \N | maurc | 2021-08-02 16:41:00 | maurc | 2021-12-03 11:00:00
975 | 205913 | Enercon | 12 | E70-2.3MW | 8 | measured_average_2020 | \N | \N | \N | 0 | 30 | \N | \N | 1.206 | \N | \N | \N | Full Prod | omega-perf | \N | maurc | 2021-08-02 16:41:00 | maurc | 2021-12-03 11:00:00
976 | 205914 | Enercon | 12 | E70-2.3MW | 8 | measured_average_2020 | \N | \N | \N | 0 | 30 | \N | \N | 1.207 | \N | \N | \N | Full Prod | omega-perf | \N | maurc | 2021-08-02 16:41:00 | maurc | 2021-12-03 11:00:00
977 | 205915 | Enercon | 12 | E70-2.3MW | 8 | measured_average_2020 | \N | \N | \N | 0 | 30 | \N | \N | 1.207 | \N | \N | \N | Full Prod | omega-perf | \N | maurc | 2021-08-02 16:41:00 | maurc | 2021-12-03 11:00:00
978 | 205916 | Enercon | 12 | E70-2.3MW | 8 | measured_average_2020 | \N | \N | \N | 0 | 30 | \N | \N | 1.207 | \N | \N | \N | Full Prod | omega-perf | \N | maurc | 2021-08-02 16:41:00 | maurc | 2021-12-03 11:00:00
979 | 205917 | Enercon | 12 | E70-2.3MW | 8 | measured_average_2020 | \N | \N | \N | 0 | 30 | \N | \N | 1.208 | \N | \N | \N | Full Prod | omega-perf | \N | maurc | 2021-08-02 16:41:00 | maurc | 2021-12-03 11:00:00
980 | 205918 | Enercon | 12 | E70-2.3MW | 8 | measured_average_2020 | \N | \N | \N | 0 | 30 | \N | \N | 1.209 | \N | \N | \N | Full Prod | omega-perf | \N | maurc | 2021-08-02 16:41:00 | maurc | 2021-12-03 11:00:00
981 | 205919 | Enercon | 12 | E70-2.3MW | 8 | measured_average_2020 | \N | \N | \N | 0 | 30 | \N | \N | 1.208 | \N | \N | \N | Full Prod | omega-perf | \N | maurc | 2021-08-02 16:41:00 | maurc | 2021-12-03 11:00:00
982 | 205920 | Enercon | 12 | E70-2.3MW | 8 | measured_average_2020 | \N | \N | \N | 0 | 30 | \N | \N | 1.207 | \N | \N | \N | Full Prod | omega-perf | \N | maurc | 2021-08-02 16:41:00 | maurc | 2021-12-03 11:00:00
983 | 205921 | Enercon | 12 | E70-2.3MW | 8 | measured_average_2020 | \N | \N | \N | 0 | 30 | \N | \N | 1.206 | \N | \N | \N | Full Prod | omega-perf | \N | maurc | 2021-08-02 16:41:00 | maurc | 2021-12-03 11:00:00
984 | 205922 | Enercon | 12 | E70-2.3MW | 8 | measured_average_2020 | \N | \N | \N | 0 | 30 | \N | \N | 1.206 | \N | \N | \N | Full Prod | omega-perf | \N | maurc | 2021-08-02 16:41:00 | maurc | 2021-12-03 11:00:00
985 | 204201 | Nordex | 34 | N131-3.6MW | 33 | measured_average_2020 | \N | \N | \N | 0 | 30 | \N | \N | 1.223 | \N | \N | \N | Full Prod | omega-perf | \N | maurc | 2021-08-02 16:41:00 | maurc | 2021-12-03 11:00:00
986 | 204202 | Nordex | 34 | N131-3.6MW | 33 | measured_average_2020 | \N | \N | \N | 0 | 30 | \N | \N | 1.223 | \N | \N | \N | Full Prod | omega-perf | \N | maurc | 2021-08-02 16:41:00 | maurc | 2021-12-03 11:00:00
987 | 204203 | Nordex | 34 | N131-3.6MW | 33 | measured_average_2020 | \N | \N | \N | 0 | 30 | \N | \N | 1.223 | \N | \N | \N | Full Prod | omega-perf | \N | maurc | 2021-08-02 16:41:00 | maurc | 2021-12-03 11:00:00
988 | 204204 | Nordex | 34 | N131-3.6MW | 33 | measured_average_2020 | \N | \N | \N | 0 | 30 | \N | \N | 1.223 | \N | \N | \N | Full Prod | omega-perf | \N | maurc | 2021-08-02 16:41:00 | maurc | 2021-12-03 11:00:00
989 | 204205 | Nordex | 34 | N131-3.6MW | 33 | measured_average_2020 | \N | \N | \N | 0 | 30 | \N | \N | 1.223 | \N | \N | \N | Full Prod | omega-perf | \N | maurc | 2021-08-02 16:41:00 | maurc | 2021-12-03 11:00:00
990 | 204206 | Nordex | 34 | N131-3.6MW | 33 | measured_average_2020 | \N | \N | \N | 0 | 30 | \N | \N | 1.223 | \N | \N | \N | Full Prod | omega-perf | \N | maurc | 2021-08-02 16:41:00 | maurc | 2021-12-03 11:00:00
991 | 202301 | Vestas | 57 | V100-2.2MW | 46 | measured_average_2020 | \N | \N | \N | 0 | 30 | \N | \N | 1.222 | \N | \N | \N | Full Prod | omega-perf | \N | maurc | 2021-08-02 16:41:00 | maurc | 2021-12-03 11:00:00
992 | 202302 | Vestas | 57 | V100-2.2MW | 46 | measured_average_2020 | \N | \N | \N | 0 | 30 | \N | \N | 1.222 | \N | \N | \N | Full Prod | omega-perf | \N | maurc | 2021-08-02 16:41:00 | maurc | 2021-12-03 11:00:00
993 | 202303 | Vestas | 57 | V100-2.2MW | 46 | measured_average_2020 | \N | \N | \N | 0 | 30 | \N | \N | 1.222 | \N | \N | \N | Full Prod | omega-perf | \N | maurc | 2021-08-02 16:41:00 | maurc | 2021-12-03 11:00:00
994 | 202304 | Vestas | 57 | V100-2.2MW | 46 | measured_average_2020 | \N | \N | \N | 0 | 30 | \N | \N | 1.222 | \N | \N | \N | Full Prod | omega-perf | \N | maurc | 2021-08-02 16:41:00 | maurc | 2021-12-03 11:00:00
995 | 202305 | Vestas | 57 | V100-2.2MW | 46 | measured_average_2020 | \N | \N | \N | 0 | 30 | \N | \N | 1.222 | \N | \N | \N | Full Prod | omega-perf | \N | maurc | 2021-08-02 16:41:00 | maurc | 2021-12-03 11:00:00
996 | 202306 | Vestas | 57 | V100-2.2MW | 46 | measured_average_2020 | \N | \N | \N | 0 | 30 | \N | \N | 1.222 | \N | \N | \N | Full Prod | omega-perf | \N | maurc | 2021-08-02 16:41:00 | maurc | 2021-12-03 11:00:00
997 | 205601 | Enercon | 12 | E82-3.0MW | 11 | measured_average_2020 | \N | \N | \N | 0 | 30 | \N | \N | 1.1 | \N | \N | \N | Full Prod | omega-perf | \N | maurc | 2021-08-02 16:41:00 | maurc | 2021-12-03 11:00:00
998 | 205602 | Enercon | 12 | E82-3.0MW | 11 | measured_average_2020 | \N | \N | \N | 0 | 30 | \N | \N | 1.1 | \N | \N | \N | Full Prod | omega-perf | \N | maurc | 2021-08-02 16:41:00 | maurc | 2021-12-03 11:00:00
999 | 205603 | Enercon | 12 | E82-3.0MW | 11 | measured_average_2020 | \N | \N | \N | 0 | 30 | \N | \N | 1.1 | \N | \N | \N | Full Prod | omega-perf | \N | maurc | 2021-08-02 16:41:00 | maurc | 2021-12-03 11:00:00
1000 | 205604 | Enercon | 12 | E82-3.0MW | 11 | measured_average_2020 | \N | \N | \N | 0 | 30 | \N | \N | 1.099 | \N | \N | \N | Full Prod | omega-perf | \N | maurc | 2021-08-02 16:41:00 | maurc | 2021-12-03 11:00:00
1001 | 205605 | Enercon | 12 | E82-3.0MW | 11 | measured_average_2020 | \N | \N | \N | 0 | 30 | \N | \N | 1.099 | \N | \N | \N | Full Prod | omega-perf | \N | maurc | 2021-08-02 16:41:00 | maurc | 2021-12-03 11:00:00
1002 | 205606 | Enercon | 12 | E82-3.0MW | 11 | measured_average_2020 | \N | \N | \N | 0 | 30 | \N | \N | 1.099 | \N | \N | \N | Full Prod | omega-perf | \N | maurc | 2021-08-02 16:41:00 | maurc | 2021-12-03 11:00:00
1003 | 205607 | Enercon | 12 | E82-3.0MW | 11 | measured_average_2020 | \N | \N | \N | 0 | 30 | \N | \N | 1.099 | \N | \N | \N | Full Prod | omega-perf | \N | maurc | 2021-08-02 16:41:00 | maurc | 2021-12-03 11:00:00
1004 | 205608 | Enercon | 12 | E82-3.0MW | 11 | measured_average_2020 | \N | \N | \N | 0 | 30 | \N | \N | 1.098 | \N | \N | \N | Full Prod | omega-perf | \N | maurc | 2021-08-02 16:41:00 | maurc | 2021-12-03 11:00:00
1005 | 205609 | Enercon | 12 | E82-3.0MW | 11 | measured_average_2020 | \N | \N | \N | 0 | 30 | \N | \N | 1.098 | \N | \N | \N | Full Prod | omega-perf | \N | maurc | 2021-08-02 16:41:00 | maurc | 2021-12-03 11:00:00
1006 | 306112 | Vestas | 57 | V90-3.0MW | 59 | measured_minimum_2020 | \N | \N | \N | 0 | 30 | \N | \N | 1.135 | \N | \N | \N | Full Prod | omega-perf | \N | maurc | 2021-08-02 16:41:00 | maurc | 2021-12-03 11:00:00
1007 | 306113 | Vestas | 57 | V90-3.0MW | 59 | measured_minimum_2020 | \N | \N | \N | 0 | 30 | \N | \N | 1.134 | \N | \N | \N | Full Prod | omega-perf | \N | maurc | 2021-08-02 16:41:00 | maurc | 2021-12-03 11:00:00
1008 | 306114 | Vestas | 57 | V90-3.0MW | 59 | measured_minimum_2020 | \N | \N | \N | 0 | 30 | \N | \N | 1.135 | \N | \N | \N | Full Prod | omega-perf | \N | maurc | 2021-08-02 16:41:00 | maurc | 2021-12-03 11:00:00
1009 | 206112 | Vestas | 57 | V90-3.0MW | 59 | measured_average_2020 | \N | \N | \N | 0 | 30 | \N | \N | 1.135 | \N | \N | \N | Full Prod | omega-perf | \N | maurc | 2021-08-02 16:41:00 | maurc | 2021-12-03 11:00:00
1010 | 206113 | Vestas | 57 | V90-3.0MW | 59 | measured_average_2020 | \N | \N | \N | 0 | 30 | \N | \N | 1.134 | \N | \N | \N | Full Prod | omega-perf | \N | maurc | 2021-08-02 16:41:00 | maurc | 2021-12-03 11:00:00
1011 | 206114 | Vestas | 57 | V90-3.0MW | 59 | measured_average_2020 | \N | \N | \N | 0 | 30 | \N | \N | 1.135 | \N | \N | \N | Full Prod | omega-perf | \N | maurc | 2021-08-02 16:41:00 | maurc | 2021-12-03 11:00:00
1012 | 208 | Nordex | 34 | N117-3.0MW | 91 | Warranted N117/3000 - Serrated Trailing Edge | SEE_FR106189_525_00 | Rev00 | 2019-06-27 | 3 | 25 | 14 | 3000 | 0.9 | \N | \N | pitch | Full Prod | Nordex | \N | RTC | 2021-08-25 18:00:00 | RTC | 2021-08-25 18:00:00
1013 | 209 | Nordex | 34 | N117-3.0MW | 91 | Warranted N117/3000 - Serrated Trailing Edge | SEE_FR106189_525_00 | Rev00 | 2019-06-27 | 3 | 25 | 14 | 3000 | 0.925 | \N | \N | pitch | Full Prod | Nordex | \N | RTC | 2021-08-25 18:00:00 | RTC | 2021-08-25 18:00:00
1014 | 210 | Nordex | 34 | N117-3.0MW | 91 | Warranted N117/3000 - Serrated Trailing Edge | SEE_FR106189_525_00 | Rev00 | 2019-06-27 | 3 | 25 | 14 | 3000 | 0.95 | \N | \N | pitch | Full Prod | Nordex | \N | RTC | 2021-08-25 18:00:00 | RTC | 2021-08-25 18:00:00
1015 | 211 | Nordex | 34 | N117-3.0MW | 91 | Warranted N117/3000 - Serrated Trailing Edge | SEE_FR106189_525_00 | Rev00 | 2019-06-27 | 3 | 25 | 13 | 3000 | 0.975 | \N | \N | pitch | Full Prod | Nordex | \N | RTC | 2021-08-25 18:00:00 | RTC | 2021-08-25 18:00:00
1016 | 212 | Nordex | 34 | N117-3.0MW | 91 | Warranted N117/3000 - Serrated Trailing Edge | SEE_FR106189_525_00 | Rev00 | 2019-06-27 | 3 | 25 | 13 | 3000 | 1 | \N | \N | pitch | Full Prod | Nordex | \N | RTC | 2021-08-25 18:00:00 | RTC | 2021-08-25 18:00:00
1017 | 213 | Nordex | 34 | N117-3.0MW | 91 | Warranted N117/3000 - Serrated Trailing Edge | SEE_FR106189_525_00 | Rev00 | 2019-06-27 | 3 | 25 | 13 | 3000 | 1.025 | \N | \N | pitch | Full Prod | Nordex | \N | RTC | 2021-08-25 18:00:00 | RTC | 2021-08-25 18:00:00
1018 | 214 | Nordex | 34 | N117-3.0MW | 91 | Warranted N117/3000 - Serrated Trailing Edge | SEE_FR106189_525_00 | Rev00 | 2019-06-27 | 3 | 25 | 13 | 3000 | 1.05 | \N | \N | pitch | Full Prod | Nordex | \N | RTC | 2021-08-25 18:00:00 | RTC | 2021-08-25 18:00:00
1019 | 215 | Nordex | 34 | N117-3.0MW | 91 | Warranted N117/3000 - Serrated Trailing Edge | SEE_FR106189_525_00 | Rev00 | 2019-06-27 | 3 | 25 | 13 | 3000 | 1.075 | \N | \N | pitch | Full Prod | Nordex | \N | RTC | 2021-08-25 18:00:00 | RTC | 2021-08-25 18:00:00
1020 | 216 | Nordex | 34 | N117-3.0MW | 91 | Warranted N117/3000 - Serrated Trailing Edge | SEE_FR106189_525_00 | Rev00 | 2019-06-27 | 3 | 25 | 13 | 3000 | 1.1 | \N | \N | pitch | Full Prod | Nordex | \N | RTC | 2021-08-25 18:00:00 | RTC | 2021-08-25 18:00:00
1021 | 217 | Nordex | 34 | N117-3.0MW | 91 | Warranted N117/3000 - Serrated Trailing Edge | SEE_FR106189_525_00 | Rev00 | 2019-06-27 | 3 | 25 | 13 | 3000 | 1.125 | \N | \N | pitch | Full Prod | Nordex | \N | RTC | 2021-08-25 18:00:00 | RTC | 2021-08-25 18:00:00
1022 | 218 | Nordex | 34 | N117-3.0MW | 91 | Warranted N117/3000 - Serrated Trailing Edge | SEE_FR106189_525_00 | Rev00 | 2019-06-27 | 3 | 25 | 13 | 3000 | 1.15 | \N | \N | pitch | Full Prod | Nordex | \N | RTC | 2021-08-25 18:00:00 | RTC | 2021-08-25 18:00:00
1023 | 219 | Nordex | 34 | N117-3.0MW | 91 | Warranted N117/3000 - Serrated Trailing Edge | SEE_FR106189_525_00 | Rev00 | 2019-06-27 | 3 | 25 | 12 | 3000 | 1.175 | \N | \N | pitch | Full Prod | Nordex | \N | RTC | 2021-08-25 18:00:00 | RTC | 2021-08-25 18:00:00
1024 | 220 | Nordex | 34 | N117-3.0MW | 91 | Warranted N117/3000 - Serrated Trailing Edge | SEE_FR106189_525_00 | Rev00 | 2019-06-27 | 3 | 25 | 12 | 3000 | 1.2 | \N | \N | pitch | Full Prod | Nordex | \N | RTC | 2021-08-25 18:00:00 | RTC | 2021-08-25 18:00:00
1025 | 221 | Nordex | 34 | N117-3.0MW | 91 | Warranted N117/3000 - Serrated Trailing Edge | SEE_FR106189_525_00 | Rev00 | 2019-06-27 | 3 | 25 | 12 | 3000 | 1.225 | \N | \N | pitch | Full Prod | Nordex | \N | RTC | 2021-08-25 18:00:00 | RTC | 2021-08-25 18:00:00
1026 | 222 | Nordex | 34 | N117-3.0MW | 91 | Warranted N117/3000 - Serrated Trailing Edge | SEE_FR106189_525_00 | Rev00 | 2019-06-27 | 3 | 25 | 12 | 3000 | 1.25 | \N | \N | pitch | Full Prod | Nordex | \N | RTC | 2021-08-25 18:00:00 | RTC | 2021-08-25 18:00:00
1027 | 223 | Nordex | 34 | N117-3.0MW | 91 | Warranted N117/3000 - Serrated Trailing Edge | SEE_FR106189_525_00 | Rev00 | 2019-06-27 | 3 | 25 | 12 | 3000 | 1.275 | \N | \N | pitch | Full Prod | Nordex | \N | RTC | 2021-08-25 18:00:00 | RTC | 2021-08-25 18:00:00
1028 | 224 | Nordex | 34 | N117-3.0MW | 91 | Warranted N117/3000 - Serrated Trailing Edge | SEE_FR106189_525_00 | Rev00 | 2019-06-27 | 3 | 25 | 12 | 3000 | 1.3 | \N | \N | pitch | Full Prod | Nordex | \N | RTC | 2021-08-25 18:00:00 | RTC | 2021-08-25 18:00:00
1029 | 225 | Vestas | 57 | V126-3.0MW | 92 | V126-3.45 Curtailed to 3.0 MW - Op Mode LO2 | 0056-6303 V06 Exhibit 03.01 | \N | \N | 3 | 22.5 | 12 | 3000 | 1.2 | \N | \N | pitch | Curtailment | Vestas | 226 | RTC | 2021-09-17 19:00:00 | RTC | 2021-09-17 19:00:00
1030 | 226 | Vestas | 57 | V126-3.6MW | 93 | V126-3.6 MW - full power | \N | \N | \N | 3 | 25 | 13 | 3600 | 1.2 | \N | \N | pitch | Full Prod | OCC Integration | 224 | RTC | 2021-09-17 19:00:00 | RTC | 2021-09-17 19:00:00
1031 | 227 | SGRE | 49 | SG132-3.65MW | 90 | SG-3.4 MW (AM+2 - 3.65MW) | GD402310-en - V2 _LES LONGUES ROIES | Rev02 | 2020-11-09 | 3 | 25 | 14 | 3650 | 1.222 | \N | \N | pitch | Full Prod | SGRE | 229 | RTC | 2021-09-17 19:00:00 | RTC | 2021-09-17 19:00:00
1032 | 228 | SGRE | 49 | SG132-3.65MW | 90 | SG-3.4 (AM0 - 3.465 MW) limited at 3MW | GD402310-en - V2 _LES LONGUES ROIES | Rev02 | 2020-11-09 | 3 | 25 | 14 | 3000 | 1.222 | \N | \N | pitch | Curtailment | SGRE | 230 | RTC | 2021-09-17 19:00:00 | RTC | 2021-09-17 19:00:00
1033 | 229 | Vestas | 57 | V112-3.075MW | 64 | Warranted (Noise Mode 0) | Schedule 5.1 Power Curve Guarantee | \N | \N | 3 | 25 | 13.5 | 3075 | 1.125 | \N | \N | pitch | Full Prod | AO South Africa | \N | RTC | 2021-10-05 15:00:00 | RTC | 2021-10-05 15:00:00
1034 | 230 | Vestas | 57 | V112-3.075MW | 64 | Warranted (Noise Mode 0) | Schedule 5.1 Power Curve Guarantee | \N | \N | 3 | 25 | 13.5 | 3075 | 1.175 | \N | \N | pitch | Full Prod | AO South Africa | \N | RTC | 2021-10-05 15:00:00 | RTC | 2021-10-05 15:00:00
1035 | 231 | Vestas | 57 | V112-3.225MW | 65 | Warranted (Noise Mode 0) 3.075MW Power upgrade | Schedule 5.1 Power Curve Guarantee | \N | \N | 3 | 25 | 13.5 | 3225 | 1.175 | \N | \N | pitch | Full Prod | AO South Africa | \N | RTC | 2021-10-05 15:00:00 | RTC | 2021-10-05 15:00:00
1036 | 232 | Nordex | 34 | N131-3MW | 96 | N131-3MW | \N | \N | \N | 3 | 25 | 10 | 3000 | 1.175 | \N | \N | \N | Full Prod | Nordex | \N | AELX | 2021-11-08 11:00:00 | AELX | 2021-11-08 11:00:00
1037 | 306203 | Gamesa | 17 | G90-2.0MW | 20 | measured_minimum_2020 | \N | \N | \N | 0 | 30 | \N | \N | 1.229 | \N | \N | \N | Full Prod | omega-perf | \N | maurc | 2021-12-02 12:52:00 | maurc | 2021-12-03 11:00:00
1038 | 306204 | Gamesa | 17 | G90-2.0MW | 20 | measured_minimum_2020 | \N | \N | \N | 0 | 30 | \N | \N | 1.229 | \N | \N | \N | Full Prod | omega-perf | \N | maurc | 2021-12-02 12:52:00 | maurc | 2021-12-03 11:00:00
1039 | 306205 | Gamesa | 17 | G90-2.0MW | 20 | measured_minimum_2020 | \N | \N | \N | 0 | 30 | \N | \N | 1.229 | \N | \N | \N | Full Prod | omega-perf | \N | maurc | 2021-12-02 12:52:00 | maurc | 2021-12-03 11:00:00
1040 | 306301 | Gamesa | 17 | G90-2.0MW | 20 | measured_minimum_2020 | \N | \N | \N | 0 | 30 | \N | \N | 1.226 | \N | \N | \N | Full Prod | omega-perf | \N | maurc | 2021-12-02 12:52:00 | maurc | 2021-12-03 11:00:00
1041 | 306302 | Gamesa | 17 | G90-2.0MW | 20 | measured_minimum_2020 | \N | \N | \N | 0 | 30 | \N | \N | 1.225 | \N | \N | \N | Full Prod | omega-perf | \N | maurc | 2021-12-02 12:52:00 | maurc | 2021-12-03 11:00:00
1042 | 306303 | Gamesa | 17 | G90-2.0MW | 20 | measured_minimum_2020 | \N | \N | \N | 0 | 30 | \N | \N | 1.225 | \N | \N | \N | Full Prod | omega-perf | \N | maurc | 2021-12-02 12:52:00 | maurc | 2021-12-03 11:00:00
1043 | 306304 | Gamesa | 17 | G90-2.0MW | 20 | measured_minimum_2020 | \N | \N | \N | 0 | 30 | \N | \N | 1.227 | \N | \N | \N | Full Prod | omega-perf | \N | maurc | 2021-12-02 12:52:00 | maurc | 2021-12-03 11:00:00
1044 | 306305 | Gamesa | 17 | G90-2.0MW | 20 | measured_minimum_2020 | \N | \N | \N | 0 | 30 | \N | \N | 1.225 | \N | \N | \N | Full Prod | omega-perf | \N | maurc | 2021-12-02 12:52:00 | maurc | 2021-12-03 11:00:00
1045 | 306306 | Gamesa | 17 | G90-2.0MW | 20 | measured_minimum_2020 | \N | \N | \N | 0 | 30 | \N | \N | 1.227 | \N | \N | \N | Full Prod | omega-perf | \N | maurc | 2021-12-02 12:52:00 | maurc | 2021-12-03 11:00:00
1046 | 306401 | Gamesa | 17 | G90-2.0MW | 20 | measured_minimum_2020 | \N | \N | \N | 0 | 30 | \N | \N | 1.232 | \N | \N | \N | Full Prod | omega-perf | \N | maurc | 2021-12-02 12:52:00 | maurc | 2021-12-03 11:00:00
1047 | 306402 | Gamesa | 17 | G90-2.0MW | 20 | measured_minimum_2020 | \N | \N | \N | 0 | 30 | \N | \N | 1.231 | \N | \N | \N | Full Prod | omega-perf | \N | maurc | 2021-12-02 12:52:00 | maurc | 2021-12-03 11:00:00
1048 | 306403 | Gamesa | 17 | G90-2.0MW | 20 | measured_minimum_2020 | \N | \N | \N | 0 | 30 | \N | \N | 1.231 | \N | \N | \N | Full Prod | omega-perf | \N | maurc | 2021-12-02 12:52:00 | maurc | 2021-12-03 11:00:00
1049 | 306404 | Gamesa | 17 | G90-2.0MW | 20 | measured_minimum_2020 | \N | \N | \N | 0 | 30 | \N | \N | 1.232 | \N | \N | \N | Full Prod | omega-perf | \N | maurc | 2021-12-02 12:52:00 | maurc | 2021-12-03 11:00:00
1050 | 306405 | Gamesa | 17 | G90-2.0MW | 20 | measured_minimum_2020 | \N | \N | \N | 0 | 30 | \N | \N | 1.233 | \N | \N | \N | Full Prod | omega-perf | \N | maurc | 2021-12-02 12:52:00 | maurc | 2021-12-03 11:00:00
1051 | 306501 | Gamesa | 17 | G90-2.0MW | 20 | measured_minimum_2020 | \N | \N | \N | 0 | 30 | \N | \N | 1.232 | \N | \N | \N | Full Prod | omega-perf | \N | maurc | 2021-12-02 12:52:00 | maurc | 2021-12-03 11:00:00
1052 | 306502 | Gamesa | 17 | G90-2.0MW | 20 | measured_minimum_2020 | \N | \N | \N | 0 | 30 | \N | \N | 1.232 | \N | \N | \N | Full Prod | omega-perf | \N | maurc | 2021-12-02 12:52:00 | maurc | 2021-12-03 11:00:00
1053 | 306503 | Gamesa | 17 | G90-2.0MW | 20 | measured_minimum_2020 | \N | \N | \N | 0 | 30 | \N | \N | 1.231 | \N | \N | \N | Full Prod | omega-perf | \N | maurc | 2021-12-02 12:52:00 | maurc | 2021-12-03 11:00:00
1054 | 306504 | Gamesa | 17 | G90-2.0MW | 20 | measured_minimum_2020 | \N | \N | \N | 0 | 30 | \N | \N | 1.231 | \N | \N | \N | Full Prod | omega-perf | \N | maurc | 2021-12-02 12:52:00 | maurc | 2021-12-03 11:00:00
1055 | 306601 | Gamesa | 17 | G90-2.0MW | 20 | measured_minimum_2020 | \N | \N | \N | 0 | 30 | \N | \N | 1.24 | \N | \N | \N | Full Prod | omega-perf | \N | maurc | 2021-12-02 12:52:00 | maurc | 2021-12-03 11:00:00
1056 | 306602 | Gamesa | 17 | G90-2.0MW | 20 | measured_minimum_2020 | \N | \N | \N | 0 | 30 | \N | \N | 1.24 | \N | \N | \N | Full Prod | omega-perf | \N | maurc | 2021-12-02 12:52:00 | maurc | 2021-12-03 11:00:00
1057 | 306603 | Gamesa | 17 | G90-2.0MW | 20 | measured_minimum_2020 | \N | \N | \N | 0 | 30 | \N | \N | 1.239 | \N | \N | \N | Full Prod | omega-perf | \N | maurc | 2021-12-02 12:52:00 | maurc | 2021-12-03 11:00:00
1058 | 306604 | Gamesa | 17 | G90-2.0MW | 20 | measured_minimum_2020 | \N | \N | \N | 0 | 30 | \N | \N | 1.239 | \N | \N | \N | Full Prod | omega-perf | \N | maurc | 2021-12-02 12:52:00 | maurc | 2021-12-03 11:00:00
1059 | 306605 | Gamesa | 17 | G90-2.0MW | 20 | measured_minimum_2020 | \N | \N | \N | 0 | 30 | \N | \N | 1.239 | \N | \N | \N | Full Prod | omega-perf | \N | maurc | 2021-12-02 12:52:00 | maurc | 2021-12-03 11:00:00
1060 | 306701 | Gamesa | 17 | G80-2.0MW | 18 | measured_minimum_2020 | \N | \N | \N | 0 | 30 | \N | \N | 1.23 | \N | \N | \N | Full Prod | omega-perf | \N | maurc | 2021-12-02 12:52:00 | maurc | 2021-12-03 11:00:00
1061 | 306702 | Gamesa | 17 | G80-2.0MW | 18 | measured_minimum_2020 | \N | \N | \N | 0 | 30 | \N | \N | 1.23 | \N | \N | \N | Full Prod | omega-perf | \N | maurc | 2021-12-02 12:52:00 | maurc | 2021-12-03 11:00:00
1062 | 306703 | Gamesa | 17 | G80-2.0MW | 18 | measured_minimum_2020 | \N | \N | \N | 0 | 30 | \N | \N | 1.23 | \N | \N | \N | Full Prod | omega-perf | \N | maurc | 2021-12-02 12:52:00 | maurc | 2021-12-03 11:00:00
1063 | 306704 | Gamesa | 17 | G80-2.0MW | 18 | measured_minimum_2020 | \N | \N | \N | 0 | 30 | \N | \N | 1.23 | \N | \N | \N | Full Prod | omega-perf | \N | maurc | 2021-12-02 12:52:00 | maurc | 2021-12-03 11:00:00
1064 | 306705 | Gamesa | 17 | G80-2.0MW | 18 | measured_minimum_2020 | \N | \N | \N | 0 | 30 | \N | \N | 1.229 | \N | \N | \N | Full Prod | omega-perf | \N | maurc | 2021-12-02 12:52:00 | maurc | 2021-12-03 11:00:00
1065 | 306801 | Gamesa | 17 | G90-2.0MW | 20 | measured_minimum_2020 | \N | \N | \N | 0 | 30 | \N | \N | 1.235 | \N | \N | \N | Full Prod | omega-perf | \N | maurc | 2021-12-02 12:52:00 | maurc | 2021-12-03 11:00:00
1066 | 306803 | Gamesa | 17 | G90-2.0MW | 20 | measured_minimum_2020 | \N | \N | \N | 0 | 30 | \N | \N | 1.234 | \N | \N | \N | Full Prod | omega-perf | \N | maurc | 2021-12-02 12:52:00 | maurc | 2021-12-03 11:00:00
1067 | 306804 | Gamesa | 17 | G90-2.0MW | 20 | measured_minimum_2020 | \N | \N | \N | 0 | 30 | \N | \N | 1.234 | \N | \N | \N | Full Prod | omega-perf | \N | maurc | 2021-12-02 12:52:00 | maurc | 2021-12-03 11:00:00
1068 | 306805 | Gamesa | 17 | G90-2.0MW | 20 | measured_minimum_2020 | \N | \N | \N | 0 | 30 | \N | \N | 1.234 | \N | \N | \N | Full Prod | omega-perf | \N | maurc | 2021-12-02 12:52:00 | maurc | 2021-12-03 11:00:00
1069 | 306906 | Gamesa | 17 | G90-2.0MW | 20 | measured_minimum_2020 | \N | \N | \N | 0 | 30 | \N | \N | 1.22 | \N | \N | \N | Full Prod | omega-perf | \N | maurc | 2021-12-02 12:52:00 | maurc | 2021-12-03 11:00:00
1070 | 306907 | Gamesa | 17 | G90-2.0MW | 20 | measured_minimum_2020 | \N | \N | \N | 0 | 30 | \N | \N | 1.22 | \N | \N | \N | Full Prod | omega-perf | \N | maurc | 2021-12-02 12:52:00 | maurc | 2021-12-03 11:00:00
1071 | 306908 | Gamesa | 17 | G90-2.0MW | 20 | measured_minimum_2020 | \N | \N | \N | 0 | 30 | \N | \N | 1.22 | \N | \N | \N | Full Prod | omega-perf | \N | maurc | 2021-12-02 12:52:00 | maurc | 2021-12-03 11:00:00
1072 | 306909 | Gamesa | 17 | G90-2.0MW | 20 | measured_minimum_2020 | \N | \N | \N | 0 | 30 | \N | \N | 1.22 | \N | \N | \N | Full Prod | omega-perf | \N | maurc | 2021-12-02 12:52:00 | maurc | 2021-12-03 11:00:00
1073 | 306910 | Gamesa | 17 | G90-2.0MW | 20 | measured_minimum_2020 | \N | \N | \N | 0 | 30 | \N | \N | 1.22 | \N | \N | \N | Full Prod | omega-perf | \N | maurc | 2021-12-02 12:52:00 | maurc | 2021-12-03 11:00:00
1074 | 307001 | Gamesa | 17 | G90-2.0MW | 20 | measured_minimum_2020 | \N | \N | \N | 0 | 30 | \N | \N | 1.227 | \N | \N | \N | Full Prod | omega-perf | \N | maurc | 2021-12-02 12:52:00 | maurc | 2021-12-03 11:00:00
1075 | 307002 | Gamesa | 17 | G90-2.0MW | 20 | measured_minimum_2020 | \N | \N | \N | 0 | 30 | \N | \N | 1.226 | \N | \N | \N | Full Prod | omega-perf | \N | maurc | 2021-12-02 12:52:00 | maurc | 2021-12-03 11:00:00
1076 | 307003 | Gamesa | 17 | G90-2.0MW | 20 | measured_minimum_2020 | \N | \N | \N | 0 | 30 | \N | \N | 1.227 | \N | \N | \N | Full Prod | omega-perf | \N | maurc | 2021-12-02 12:52:00 | maurc | 2021-12-03 11:00:00
1077 | 307004 | Gamesa | 17 | G90-2.0MW | 20 | measured_minimum_2020 | \N | \N | \N | 0 | 30 | \N | \N | 1.227 | \N | \N | \N | Full Prod | omega-perf | \N | maurc | 2021-12-02 12:52:00 | maurc | 2021-12-03 11:00:00
1078 | 307005 | Gamesa | 17 | G90-2.0MW | 20 | measured_minimum_2020 | \N | \N | \N | 0 | 30 | \N | \N | 1.226 | \N | \N | \N | Full Prod | omega-perf | \N | maurc | 2021-12-02 12:52:00 | maurc | 2021-12-03 11:00:00
1079 | 307101 | Gamesa | 17 | G90-2.0MW | 20 | measured_minimum_2020 | \N | \N | \N | 0 | 30 | \N | \N | 1.214 | \N | \N | \N | Full Prod | omega-perf | \N | maurc | 2021-12-02 12:52:00 | maurc | 2021-12-03 11:00:00
1080 | 307102 | Gamesa | 17 | G90-2.0MW | 20 | measured_minimum_2020 | \N | \N | \N | 0 | 30 | \N | \N | 1.213 | \N | \N | \N | Full Prod | omega-perf | \N | maurc | 2021-12-02 12:52:00 | maurc | 2021-12-03 11:00:00
1081 | 307103 | Gamesa | 17 | G90-2.0MW | 20 | measured_minimum_2020 | \N | \N | \N | 0 | 30 | \N | \N | 1.213 | \N | \N | \N | Full Prod | omega-perf | \N | maurc | 2021-12-02 12:52:00 | maurc | 2021-12-03 11:00:00
1082 | 307104 | Gamesa | 17 | G90-2.0MW | 20 | measured_minimum_2020 | \N | \N | \N | 0 | 30 | \N | \N | 1.21 | \N | \N | \N | Full Prod | omega-perf | \N | maurc | 2021-12-02 12:52:00 | maurc | 2021-12-03 11:00:00
1083 | 307105 | Gamesa | 17 | G90-2.0MW | 20 | measured_minimum_2020 | \N | \N | \N | 0 | 30 | \N | \N | 1.211 | \N | \N | \N | Full Prod | omega-perf | \N | maurc | 2021-12-02 12:52:00 | maurc | 2021-12-03 11:00:00
1084 | 307106 | Gamesa | 17 | G90-2.0MW | 20 | measured_minimum_2020 | \N | \N | \N | 0 | 30 | \N | \N | 1.211 | \N | \N | \N | Full Prod | omega-perf | \N | maurc | 2021-12-02 12:52:00 | maurc | 2021-12-03 11:00:00
1085 | 307201 | Gamesa | 17 | G90-2.0MW | 20 | measured_minimum_2020 | \N | \N | \N | 0 | 30 | \N | \N | 1.229 | \N | \N | \N | Full Prod | omega-perf | \N | maurc | 2021-12-02 12:52:00 | maurc | 2021-12-03 11:00:00
1086 | 307202 | Gamesa | 17 | G90-2.0MW | 20 | measured_minimum_2020 | \N | \N | \N | 0 | 30 | \N | \N | 1.229 | \N | \N | \N | Full Prod | omega-perf | \N | maurc | 2021-12-02 12:52:00 | maurc | 2021-12-03 11:00:00
1087 | 307203 | Gamesa | 17 | G90-2.0MW | 20 | measured_minimum_2020 | \N | \N | \N | 0 | 30 | \N | \N | 1.228 | \N | \N | \N | Full Prod | omega-perf | \N | maurc | 2021-12-02 12:52:00 | maurc | 2021-12-03 11:00:00
1088 | 307204 | Gamesa | 17 | G90-2.0MW | 20 | measured_minimum_2020 | \N | \N | \N | 0 | 30 | \N | \N | 1.227 | \N | \N | \N | Full Prod | omega-perf | \N | maurc | 2021-12-02 12:52:00 | maurc | 2021-12-03 11:00:00
1089 | 307205 | Gamesa | 17 | G90-2.0MW | 20 | measured_minimum_2020 | \N | \N | \N | 0 | 30 | \N | \N | 1.229 | \N | \N | \N | Full Prod | omega-perf | \N | maurc | 2021-12-02 12:52:00 | maurc | 2021-12-03 11:00:00
1090 | 307302 | Gamesa | 17 | G90-2.0MW | 20 | measured_minimum_2020 | \N | \N | \N | 0 | 30 | \N | \N | 1.228 | \N | \N | \N | Full Prod | omega-perf | \N | maurc | 2021-12-02 12:52:00 | maurc | 2021-12-03 11:00:00
1091 | 307303 | Gamesa | 17 | G90-2.0MW | 20 | measured_minimum_2020 | \N | \N | \N | 0 | 30 | \N | \N | 1.229 | \N | \N | \N | Full Prod | omega-perf | \N | maurc | 2021-12-02 12:52:00 | maurc | 2021-12-03 11:00:00
1092 | 307304 | Gamesa | 17 | G90-2.0MW | 20 | measured_minimum_2020 | \N | \N | \N | 0 | 30 | \N | \N | 1.229 | \N | \N | \N | Full Prod | omega-perf | \N | maurc | 2021-12-02 12:52:00 | maurc | 2021-12-03 11:00:00
1093 | 307305 | Gamesa | 17 | G90-2.0MW | 20 | measured_minimum_2020 | \N | \N | \N | 0 | 30 | \N | \N | 1.228 | \N | \N | \N | Full Prod | omega-perf | \N | maurc | 2021-12-02 12:52:00 | maurc | 2021-12-03 11:00:00
1094 | 307401 | Gamesa | 17 | G90-2.0MW | 20 | measured_minimum_2020 | \N | \N | \N | 0 | 30 | \N | \N | 1.212 | \N | \N | \N | Full Prod | omega-perf | \N | maurc | 2021-12-02 12:52:00 | maurc | 2021-12-03 11:00:00
1095 | 307402 | Gamesa | 17 | G90-2.0MW | 20 | measured_minimum_2020 | \N | \N | \N | 0 | 30 | \N | \N | 1.213 | \N | \N | \N | Full Prod | omega-perf | \N | maurc | 2021-12-02 12:52:00 | maurc | 2021-12-03 11:00:00
1096 | 307403 | Gamesa | 17 | G90-2.0MW | 20 | measured_minimum_2020 | \N | \N | \N | 0 | 30 | \N | \N | 1.213 | \N | \N | \N | Full Prod | omega-perf | \N | maurc | 2021-12-02 12:52:00 | maurc | 2021-12-03 11:00:00
1097 | 307404 | Gamesa | 17 | G90-2.0MW | 20 | measured_minimum_2020 | \N | \N | \N | 0 | 30 | \N | \N | 1.214 | \N | \N | \N | Full Prod | omega-perf | \N | maurc | 2021-12-02 12:52:00 | maurc | 2021-12-03 11:00:00
1098 | 307405 | Gamesa | 17 | G90-2.0MW | 20 | measured_minimum_2020 | \N | \N | \N | 0 | 30 | \N | \N | 1.214 | \N | \N | \N | Full Prod | omega-perf | \N | maurc | 2021-12-02 12:52:00 | maurc | 2021-12-03 11:00:00
1099 | 307501 | Gamesa | 17 | G90-2.0MW | 20 | measured_minimum_2020 | \N | \N | \N | 0 | 30 | \N | \N | 1.22 | \N | \N | \N | Full Prod | omega-perf | \N | maurc | 2021-12-02 12:52:00 | maurc | 2021-12-03 11:00:00
1100 | 307502 | Gamesa | 17 | G90-2.0MW | 20 | measured_minimum_2020 | \N | \N | \N | 0 | 30 | \N | \N | 1.22 | \N | \N | \N | Full Prod | omega-perf | \N | maurc | 2021-12-02 12:52:00 | maurc | 2021-12-03 11:00:00
1101 | 307503 | Gamesa | 17 | G90-2.0MW | 20 | measured_minimum_2020 | \N | \N | \N | 0 | 30 | \N | \N | 1.22 | \N | \N | \N | Full Prod | omega-perf | \N | maurc | 2021-12-02 12:52:00 | maurc | 2021-12-03 11:00:00
1102 | 307504 | Gamesa | 17 | G90-2.0MW | 20 | measured_minimum_2020 | \N | \N | \N | 0 | 30 | \N | \N | 1.22 | \N | \N | \N | Full Prod | omega-perf | \N | maurc | 2021-12-02 12:52:00 | maurc | 2021-12-03 11:00:00
1103 | 307505 | Gamesa | 17 | G90-2.0MW | 20 | measured_minimum_2020 | \N | \N | \N | 0 | 30 | \N | \N | 1.22 | \N | \N | \N | Full Prod | omega-perf | \N | maurc | 2021-12-02 12:52:00 | maurc | 2021-12-03 11:00:00
1104 | 307604 | Gamesa | 17 | G90-2.0MW | 20 | measured_minimum_2020 | \N | \N | \N | 0 | 30 | \N | \N | 1.229 | \N | \N | \N | Full Prod | omega-perf | \N | maurc | 2021-12-02 12:52:00 | maurc | 2021-12-03 11:00:00
1105 | 307605 | Gamesa | 17 | G90-2.0MW | 20 | measured_minimum_2020 | \N | \N | \N | 0 | 30 | \N | \N | 1.227 | \N | \N | \N | Full Prod | omega-perf | \N | maurc | 2021-12-02 12:52:00 | maurc | 2021-12-03 11:00:00
1106 | 307606 | Gamesa | 17 | G90-2.0MW | 20 | measured_minimum_2020 | \N | \N | \N | 0 | 30 | \N | \N | 1.227 | \N | \N | \N | Full Prod | omega-perf | \N | maurc | 2021-12-02 12:52:00 | maurc | 2021-12-03 11:00:00
1107 | 206203 | Gamesa | 17 | G90-2.0MW | 20 | measured_average_2020 | \N | \N | \N | 0 | 30 | \N | \N | 1.229 | \N | \N | \N | Full Prod | omega-perf | \N | maurc | 2021-12-02 12:52:00 | maurc | 2021-12-03 11:00:00
1108 | 206204 | Gamesa | 17 | G90-2.0MW | 20 | measured_average_2020 | \N | \N | \N | 0 | 30 | \N | \N | 1.229 | \N | \N | \N | Full Prod | omega-perf | \N | maurc | 2021-12-02 12:52:00 | maurc | 2021-12-03 11:00:00
1109 | 206205 | Gamesa | 17 | G90-2.0MW | 20 | measured_average_2020 | \N | \N | \N | 0 | 30 | \N | \N | 1.229 | \N | \N | \N | Full Prod | omega-perf | \N | maurc | 2021-12-02 12:52:00 | maurc | 2021-12-03 11:00:00
1110 | 206301 | Gamesa | 17 | G90-2.0MW | 20 | measured_average_2020 | \N | \N | \N | 0 | 30 | \N | \N | 1.226 | \N | \N | \N | Full Prod | omega-perf | \N | maurc | 2021-12-02 12:52:00 | maurc | 2021-12-03 11:00:00
1111 | 206302 | Gamesa | 17 | G90-2.0MW | 20 | measured_average_2020 | \N | \N | \N | 0 | 30 | \N | \N | 1.225 | \N | \N | \N | Full Prod | omega-perf | \N | maurc | 2021-12-02 12:52:00 | maurc | 2021-12-03 11:00:00
1112 | 206303 | Gamesa | 17 | G90-2.0MW | 20 | measured_average_2020 | \N | \N | \N | 0 | 30 | \N | \N | 1.225 | \N | \N | \N | Full Prod | omega-perf | \N | maurc | 2021-12-02 12:52:00 | maurc | 2021-12-03 11:00:00
1113 | 206304 | Gamesa | 17 | G90-2.0MW | 20 | measured_average_2020 | \N | \N | \N | 0 | 30 | \N | \N | 1.227 | \N | \N | \N | Full Prod | omega-perf | \N | maurc | 2021-12-02 12:52:00 | maurc | 2021-12-03 11:00:00
1114 | 206305 | Gamesa | 17 | G90-2.0MW | 20 | measured_average_2020 | \N | \N | \N | 0 | 30 | \N | \N | 1.225 | \N | \N | \N | Full Prod | omega-perf | \N | maurc | 2021-12-02 12:52:00 | maurc | 2021-12-03 11:00:00
1115 | 206306 | Gamesa | 17 | G90-2.0MW | 20 | measured_average_2020 | \N | \N | \N | 0 | 30 | \N | \N | 1.227 | \N | \N | \N | Full Prod | omega-perf | \N | maurc | 2021-12-02 12:52:00 | maurc | 2021-12-03 11:00:00
1116 | 206401 | Gamesa | 17 | G90-2.0MW | 20 | measured_average_2020 | \N | \N | \N | 0 | 30 | \N | \N | 1.232 | \N | \N | \N | Full Prod | omega-perf | \N | maurc | 2021-12-02 12:52:00 | maurc | 2021-12-03 11:00:00
1117 | 206402 | Gamesa | 17 | G90-2.0MW | 20 | measured_average_2020 | \N | \N | \N | 0 | 30 | \N | \N | 1.231 | \N | \N | \N | Full Prod | omega-perf | \N | maurc | 2021-12-02 12:52:00 | maurc | 2021-12-03 11:00:00
1118 | 206403 | Gamesa | 17 | G90-2.0MW | 20 | measured_average_2020 | \N | \N | \N | 0 | 30 | \N | \N | 1.231 | \N | \N | \N | Full Prod | omega-perf | \N | maurc | 2021-12-02 12:52:00 | maurc | 2021-12-03 11:00:00
1119 | 206404 | Gamesa | 17 | G90-2.0MW | 20 | measured_average_2020 | \N | \N | \N | 0 | 30 | \N | \N | 1.232 | \N | \N | \N | Full Prod | omega-perf | \N | maurc | 2021-12-02 12:52:00 | maurc | 2021-12-03 11:00:00
1120 | 206405 | Gamesa | 17 | G90-2.0MW | 20 | measured_average_2020 | \N | \N | \N | 0 | 30 | \N | \N | 1.233 | \N | \N | \N | Full Prod | omega-perf | \N | maurc | 2021-12-02 12:52:00 | maurc | 2021-12-03 11:00:00
1121 | 206501 | Gamesa | 17 | G90-2.0MW | 20 | measured_average_2020 | \N | \N | \N | 0 | 30 | \N | \N | 1.232 | \N | \N | \N | Full Prod | omega-perf | \N | maurc | 2021-12-02 12:52:00 | maurc | 2021-12-03 11:00:00
1122 | 206502 | Gamesa | 17 | G90-2.0MW | 20 | measured_average_2020 | \N | \N | \N | 0 | 30 | \N | \N | 1.232 | \N | \N | \N | Full Prod | omega-perf | \N | maurc | 2021-12-02 12:52:00 | maurc | 2021-12-03 11:00:00
1123 | 206503 | Gamesa | 17 | G90-2.0MW | 20 | measured_average_2020 | \N | \N | \N | 0 | 30 | \N | \N | 1.231 | \N | \N | \N | Full Prod | omega-perf | \N | maurc | 2021-12-02 12:52:00 | maurc | 2021-12-03 11:00:00
1124 | 206504 | Gamesa | 17 | G90-2.0MW | 20 | measured_average_2020 | \N | \N | \N | 0 | 30 | \N | \N | 1.231 | \N | \N | \N | Full Prod | omega-perf | \N | maurc | 2021-12-02 12:52:00 | maurc | 2021-12-03 11:00:00
1125 | 206601 | Gamesa | 17 | G90-2.0MW | 20 | measured_average_2020 | \N | \N | \N | 0 | 30 | \N | \N | 1.24 | \N | \N | \N | Full Prod | omega-perf | \N | maurc | 2021-12-02 12:52:00 | maurc | 2021-12-03 11:00:00
1126 | 206602 | Gamesa | 17 | G90-2.0MW | 20 | measured_average_2020 | \N | \N | \N | 0 | 30 | \N | \N | 1.24 | \N | \N | \N | Full Prod | omega-perf | \N | maurc | 2021-12-02 12:52:00 | maurc | 2021-12-03 11:00:00
1127 | 206603 | Gamesa | 17 | G90-2.0MW | 20 | measured_average_2020 | \N | \N | \N | 0 | 30 | \N | \N | 1.239 | \N | \N | \N | Full Prod | omega-perf | \N | maurc | 2021-12-02 12:52:00 | maurc | 2021-12-03 11:00:00
1128 | 206604 | Gamesa | 17 | G90-2.0MW | 20 | measured_average_2020 | \N | \N | \N | 0 | 30 | \N | \N | 1.239 | \N | \N | \N | Full Prod | omega-perf | \N | maurc | 2021-12-02 12:52:00 | maurc | 2021-12-03 11:00:00
1129 | 206605 | Gamesa | 17 | G90-2.0MW | 20 | measured_average_2020 | \N | \N | \N | 0 | 30 | \N | \N | 1.239 | \N | \N | \N | Full Prod | omega-perf | \N | maurc | 2021-12-02 12:52:00 | maurc | 2021-12-03 11:00:00
1130 | 206701 | Gamesa | 17 | G80-2.0MW | 18 | measured_average_2020 | \N | \N | \N | 0 | 30 | \N | \N | 1.23 | \N | \N | \N | Full Prod | omega-perf | \N | maurc | 2021-12-02 12:52:00 | maurc | 2021-12-03 11:00:00
1131 | 206702 | Gamesa | 17 | G80-2.0MW | 18 | measured_average_2020 | \N | \N | \N | 0 | 30 | \N | \N | 1.23 | \N | \N | \N | Full Prod | omega-perf | \N | maurc | 2021-12-02 12:52:00 | maurc | 2021-12-03 11:00:00
1132 | 206703 | Gamesa | 17 | G80-2.0MW | 18 | measured_average_2020 | \N | \N | \N | 0 | 30 | \N | \N | 1.23 | \N | \N | \N | Full Prod | omega-perf | \N | maurc | 2021-12-02 12:52:00 | maurc | 2021-12-03 11:00:00
1133 | 206704 | Gamesa | 17 | G80-2.0MW | 18 | measured_average_2020 | \N | \N | \N | 0 | 30 | \N | \N | 1.23 | \N | \N | \N | Full Prod | omega-perf | \N | maurc | 2021-12-02 12:52:00 | maurc | 2021-12-03 11:00:00
1134 | 206705 | Gamesa | 17 | G80-2.0MW | 18 | measured_average_2020 | \N | \N | \N | 0 | 30 | \N | \N | 1.229 | \N | \N | \N | Full Prod | omega-perf | \N | maurc | 2021-12-02 12:52:00 | maurc | 2021-12-03 11:00:00
1135 | 206801 | Gamesa | 17 | G90-2.0MW | 20 | measured_average_2020 | \N | \N | \N | 0 | 30 | \N | \N | 1.235 | \N | \N | \N | Full Prod | omega-perf | \N | maurc | 2021-12-02 12:52:00 | maurc | 2021-12-03 11:00:00
1136 | 206803 | Gamesa | 17 | G90-2.0MW | 20 | measured_average_2020 | \N | \N | \N | 0 | 30 | \N | \N | 1.234 | \N | \N | \N | Full Prod | omega-perf | \N | maurc | 2021-12-02 12:52:00 | maurc | 2021-12-03 11:00:00
1137 | 206804 | Gamesa | 17 | G90-2.0MW | 20 | measured_average_2020 | \N | \N | \N | 0 | 30 | \N | \N | 1.234 | \N | \N | \N | Full Prod | omega-perf | \N | maurc | 2021-12-02 12:52:00 | maurc | 2021-12-03 11:00:00
1138 | 206805 | Gamesa | 17 | G90-2.0MW | 20 | measured_average_2020 | \N | \N | \N | 0 | 30 | \N | \N | 1.234 | \N | \N | \N | Full Prod | omega-perf | \N | maurc | 2021-12-02 12:52:00 | maurc | 2021-12-03 11:00:00
1139 | 206906 | Gamesa | 17 | G90-2.0MW | 20 | measured_average_2020 | \N | \N | \N | 0 | 30 | \N | \N | 1.22 | \N | \N | \N | Full Prod | omega-perf | \N | maurc | 2021-12-02 12:52:00 | maurc | 2021-12-03 11:00:00
1140 | 206907 | Gamesa | 17 | G90-2.0MW | 20 | measured_average_2020 | \N | \N | \N | 0 | 30 | \N | \N | 1.22 | \N | \N | \N | Full Prod | omega-perf | \N | maurc | 2021-12-02 12:52:00 | maurc | 2021-12-03 11:00:00
1141 | 206908 | Gamesa | 17 | G90-2.0MW | 20 | measured_average_2020 | \N | \N | \N | 0 | 30 | \N | \N | 1.22 | \N | \N | \N | Full Prod | omega-perf | \N | maurc | 2021-12-02 12:52:00 | maurc | 2021-12-03 11:00:00
1142 | 206909 | Gamesa | 17 | G90-2.0MW | 20 | measured_average_2020 | \N | \N | \N | 0 | 30 | \N | \N | 1.22 | \N | \N | \N | Full Prod | omega-perf | \N | maurc | 2021-12-02 12:52:00 | maurc | 2021-12-03 11:00:00
1143 | 206910 | Gamesa | 17 | G90-2.0MW | 20 | measured_average_2020 | \N | \N | \N | 0 | 30 | \N | \N | 1.22 | \N | \N | \N | Full Prod | omega-perf | \N | maurc | 2021-12-02 12:52:00 | maurc | 2021-12-03 11:00:00
1144 | 207001 | Gamesa | 17 | G90-2.0MW | 20 | measured_average_2020 | \N | \N | \N | 0 | 30 | \N | \N | 1.227 | \N | \N | \N | Full Prod | omega-perf | \N | maurc | 2021-12-02 12:52:00 | maurc | 2021-12-03 11:00:00
1145 | 207002 | Gamesa | 17 | G90-2.0MW | 20 | measured_average_2020 | \N | \N | \N | 0 | 30 | \N | \N | 1.226 | \N | \N | \N | Full Prod | omega-perf | \N | maurc | 2021-12-02 12:52:00 | maurc | 2021-12-03 11:00:00
1146 | 207003 | Gamesa | 17 | G90-2.0MW | 20 | measured_average_2020 | \N | \N | \N | 0 | 30 | \N | \N | 1.227 | \N | \N | \N | Full Prod | omega-perf | \N | maurc | 2021-12-02 12:52:00 | maurc | 2021-12-03 11:00:00
1147 | 207004 | Gamesa | 17 | G90-2.0MW | 20 | measured_average_2020 | \N | \N | \N | 0 | 30 | \N | \N | 1.227 | \N | \N | \N | Full Prod | omega-perf | \N | maurc | 2021-12-02 12:52:00 | maurc | 2021-12-03 11:00:00
1148 | 207005 | Gamesa | 17 | G90-2.0MW | 20 | measured_average_2020 | \N | \N | \N | 0 | 30 | \N | \N | 1.226 | \N | \N | \N | Full Prod | omega-perf | \N | maurc | 2021-12-02 12:52:00 | maurc | 2021-12-03 11:00:00
1149 | 207101 | Gamesa | 17 | G90-2.0MW | 20 | measured_average_2020 | \N | \N | \N | 0 | 30 | \N | \N | 1.214 | \N | \N | \N | Full Prod | omega-perf | \N | maurc | 2021-12-02 12:52:00 | maurc | 2021-12-03 11:00:00
1150 | 207102 | Gamesa | 17 | G90-2.0MW | 20 | measured_average_2020 | \N | \N | \N | 0 | 30 | \N | \N | 1.213 | \N | \N | \N | Full Prod | omega-perf | \N | maurc | 2021-12-02 12:52:00 | maurc | 2021-12-03 11:00:00
1151 | 207103 | Gamesa | 17 | G90-2.0MW | 20 | measured_average_2020 | \N | \N | \N | 0 | 30 | \N | \N | 1.213 | \N | \N | \N | Full Prod | omega-perf | \N | maurc | 2021-12-02 12:52:00 | maurc | 2021-12-03 11:00:00
1152 | 207104 | Gamesa | 17 | G90-2.0MW | 20 | measured_average_2020 | \N | \N | \N | 0 | 30 | \N | \N | 1.21 | \N | \N | \N | Full Prod | omega-perf | \N | maurc | 2021-12-02 12:52:00 | maurc | 2021-12-03 11:00:00
1153 | 207105 | Gamesa | 17 | G90-2.0MW | 20 | measured_average_2020 | \N | \N | \N | 0 | 30 | \N | \N | 1.211 | \N | \N | \N | Full Prod | omega-perf | \N | maurc | 2021-12-02 12:52:00 | maurc | 2021-12-03 11:00:00
1154 | 207106 | Gamesa | 17 | G90-2.0MW | 20 | measured_average_2020 | \N | \N | \N | 0 | 30 | \N | \N | 1.211 | \N | \N | \N | Full Prod | omega-perf | \N | maurc | 2021-12-02 12:52:00 | maurc | 2021-12-03 11:00:00
1155 | 207201 | Gamesa | 17 | G90-2.0MW | 20 | measured_average_2020 | \N | \N | \N | 0 | 30 | \N | \N | 1.229 | \N | \N | \N | Full Prod | omega-perf | \N | maurc | 2021-12-02 12:52:00 | maurc | 2021-12-03 11:00:00
1156 | 207202 | Gamesa | 17 | G90-2.0MW | 20 | measured_average_2020 | \N | \N | \N | 0 | 30 | \N | \N | 1.229 | \N | \N | \N | Full Prod | omega-perf | \N | maurc | 2021-12-02 12:52:00 | maurc | 2021-12-03 11:00:00
1157 | 207203 | Gamesa | 17 | G90-2.0MW | 20 | measured_average_2020 | \N | \N | \N | 0 | 30 | \N | \N | 1.228 | \N | \N | \N | Full Prod | omega-perf | \N | maurc | 2021-12-02 12:52:00 | maurc | 2021-12-03 11:00:00
1158 | 207204 | Gamesa | 17 | G90-2.0MW | 20 | measured_average_2020 | \N | \N | \N | 0 | 30 | \N | \N | 1.227 | \N | \N | \N | Full Prod | omega-perf | \N | maurc | 2021-12-02 12:52:00 | maurc | 2021-12-03 11:00:00
1159 | 207205 | Gamesa | 17 | G90-2.0MW | 20 | measured_average_2020 | \N | \N | \N | 0 | 30 | \N | \N | 1.229 | \N | \N | \N | Full Prod | omega-perf | \N | maurc | 2021-12-02 12:52:00 | maurc | 2021-12-03 11:00:00
1160 | 207302 | Gamesa | 17 | G90-2.0MW | 20 | measured_average_2020 | \N | \N | \N | 0 | 30 | \N | \N | 1.228 | \N | \N | \N | Full Prod | omega-perf | \N | maurc | 2021-12-02 12:52:00 | maurc | 2021-12-03 11:00:00
1161 | 207303 | Gamesa | 17 | G90-2.0MW | 20 | measured_average_2020 | \N | \N | \N | 0 | 30 | \N | \N | 1.229 | \N | \N | \N | Full Prod | omega-perf | \N | maurc | 2021-12-02 12:52:00 | maurc | 2021-12-03 11:00:00
1162 | 207304 | Gamesa | 17 | G90-2.0MW | 20 | measured_average_2020 | \N | \N | \N | 0 | 30 | \N | \N | 1.229 | \N | \N | \N | Full Prod | omega-perf | \N | maurc | 2021-12-02 12:52:00 | maurc | 2021-12-03 11:00:00
1163 | 207305 | Gamesa | 17 | G90-2.0MW | 20 | measured_average_2020 | \N | \N | \N | 0 | 30 | \N | \N | 1.228 | \N | \N | \N | Full Prod | omega-perf | \N | maurc | 2021-12-02 12:52:00 | maurc | 2021-12-03 11:00:00
1164 | 207401 | Gamesa | 17 | G90-2.0MW | 20 | measured_average_2020 | \N | \N | \N | 0 | 30 | \N | \N | 1.212 | \N | \N | \N | Full Prod | omega-perf | \N | maurc | 2021-12-02 12:52:00 | maurc | 2021-12-03 11:00:00
1165 | 207402 | Gamesa | 17 | G90-2.0MW | 20 | measured_average_2020 | \N | \N | \N | 0 | 30 | \N | \N | 1.213 | \N | \N | \N | Full Prod | omega-perf | \N | maurc | 2021-12-02 12:52:00 | maurc | 2021-12-03 11:00:00
1166 | 207403 | Gamesa | 17 | G90-2.0MW | 20 | measured_average_2020 | \N | \N | \N | 0 | 30 | \N | \N | 1.213 | \N | \N | \N | Full Prod | omega-perf | \N | maurc | 2021-12-02 12:52:00 | maurc | 2021-12-03 11:00:00
1167 | 207404 | Gamesa | 17 | G90-2.0MW | 20 | measured_average_2020 | \N | \N | \N | 0 | 30 | \N | \N | 1.214 | \N | \N | \N | Full Prod | omega-perf | \N | maurc | 2021-12-02 12:52:00 | maurc | 2021-12-03 11:00:00
1168 | 207405 | Gamesa | 17 | G90-2.0MW | 20 | measured_average_2020 | \N | \N | \N | 0 | 30 | \N | \N | 1.214 | \N | \N | \N | Full Prod | omega-perf | \N | maurc | 2021-12-02 12:52:00 | maurc | 2021-12-03 11:00:00
1169 | 207501 | Gamesa | 17 | G90-2.0MW | 20 | measured_average_2020 | \N | \N | \N | 0 | 30 | \N | \N | 1.22 | \N | \N | \N | Full Prod | omega-perf | \N | maurc | 2021-12-02 12:52:00 | maurc | 2021-12-03 11:00:00
1170 | 207502 | Gamesa | 17 | G90-2.0MW | 20 | measured_average_2020 | \N | \N | \N | 0 | 30 | \N | \N | 1.22 | \N | \N | \N | Full Prod | omega-perf | \N | maurc | 2021-12-02 12:52:00 | maurc | 2021-12-03 11:00:00
1171 | 207503 | Gamesa | 17 | G90-2.0MW | 20 | measured_average_2020 | \N | \N | \N | 0 | 30 | \N | \N | 1.22 | \N | \N | \N | Full Prod | omega-perf | \N | maurc | 2021-12-02 12:52:00 | maurc | 2021-12-03 11:00:00
1172 | 207504 | Gamesa | 17 | G90-2.0MW | 20 | measured_average_2020 | \N | \N | \N | 0 | 30 | \N | \N | 1.22 | \N | \N | \N | Full Prod | omega-perf | \N | maurc | 2021-12-02 12:52:00 | maurc | 2021-12-03 11:00:00
1173 | 207505 | Gamesa | 17 | G90-2.0MW | 20 | measured_average_2020 | \N | \N | \N | 0 | 30 | \N | \N | 1.22 | \N | \N | \N | Full Prod | omega-perf | \N | maurc | 2021-12-02 12:52:00 | maurc | 2021-12-03 11:00:00
1174 | 207604 | Gamesa | 17 | G90-2.0MW | 20 | measured_average_2020 | \N | \N | \N | 0 | 30 | \N | \N | 1.229 | \N | \N | \N | Full Prod | omega-perf | \N | maurc | 2021-12-02 12:52:00 | maurc | 2021-12-03 11:00:00
1175 | 207605 | Gamesa | 17 | G90-2.0MW | 20 | measured_average_2020 | \N | \N | \N | 0 | 30 | \N | \N | 1.227 | \N | \N | \N | Full Prod | omega-perf | \N | maurc | 2021-12-02 12:52:00 | maurc | 2021-12-03 11:00:00
1176 | 207606 | Gamesa | 17 | G90-2.0MW | 20 | measured_average_2020 | \N | \N | \N | 0 | 30 | \N | \N | 1.227 | \N | \N | \N | Full Prod | omega-perf | \N | maurc | 2021-12-02 12:52:00 | maurc | 2021-12-03 11:00:00
1177 | 233 | Vestas | 57 | V117-3.45MW | 52 | Full power (normal mode PO1/PO1-0S) | AO FR - doc Exhibit 03.01 - Warranted PC_GOUR | \N | \N | 3 | 25 | 13 | 3600 | 1.2 | \N | \N | \N | Full Prod | DB PDA | 231 | RTC | 2022-01-27 12:00:00 | RTC | 2022-01-27 12:00:00
1178 | 234 | Vestas | 57 | V117-3.45MW | 52 | Limited at 3MW - Load Optimized Mode LO2 | AO FR - doc Exhibit 03.01 - Warranted PC_GOUR | \N | \N | 3 | 25 | 12 | 3000 | 1.2 | \N | \N | \N | Full Prod | DB PDA | 232 | RTC | 2022-01-27 12:00:00 | RTC | 2022-01-27 12:00:00
1179 | 235 | Vestas | 57 | V100-2.2MW | 46 | Exhibit 03.01 - Warranted Power Curve | \N | \N | \N | 3 | 22 | 13 | 2200 | 1.2 | \N | \N | pitch | \N | \N | \N | MUPO | 2022-03-07 10:00:00 | MUPO | 2022-03-07 10:00:00
1180 | 307701 | Vestas | 57 | V117-3.45MW | 52 | measured_minimum_2020 | \N | \N | \N | 0 | 30 | \N | \N | \N | \N | \N | \N | Full Prod | omega-perf | \N | AELX | 2022-03-07 09:07:00 | AELX | 2022-03-07 09:07:00
1181 | 307702 | Vestas | 57 | V117-3.45MW | 52 | measured_minimum_2020 | \N | \N | \N | 0 | 30 | \N | \N | \N | \N | \N | \N | Full Prod | omega-perf | \N | AELX | 2022-03-07 09:07:00 | AELX | 2022-03-07 09:07:00
1182 | 307703 | Vestas | 57 | V117-3.45MW | 52 | measured_minimum_2020 | \N | \N | \N | 0 | 30 | \N | \N | \N | \N | \N | \N | Full Prod | omega-perf | \N | AELX | 2022-03-07 09:07:00 | AELX | 2022-03-07 09:07:00
1183 | 307704 | Vestas | 57 | V117-3.45MW | 52 | measured_minimum_2020 | \N | \N | \N | 0 | 30 | \N | \N | \N | \N | \N | \N | Full Prod | omega-perf | \N | AELX | 2022-03-07 09:07:00 | AELX | 2022-03-07 09:07:00
1184 | 307705 | Vestas | 57 | V117-3.45MW | 52 | measured_minimum_2020 | \N | \N | \N | 0 | 30 | \N | \N | \N | \N | \N | \N | Full Prod | omega-perf | \N | AELX | 2022-03-07 09:07:00 | AELX | 2022-03-07 09:07:00
1185 | 307801 | Gamesa | 17 | G87-2.0MW | 19 | measured_minimum_2020 | \N | \N | \N | 0 | 30 | \N | \N | \N | \N | \N | \N | Full Prod | omega-perf | \N | AELX | 2022-03-07 09:07:00 | AELX | 2022-03-07 09:07:00
1186 | 307802 | Gamesa | 17 | G87-2.0MW | 19 | measured_minimum_2020 | \N | \N | \N | 0 | 30 | \N | \N | \N | \N | \N | \N | Full Prod | omega-perf | \N | AELX | 2022-03-07 09:07:00 | AELX | 2022-03-07 09:07:00
1187 | 307803 | Gamesa | 17 | G87-2.0MW | 19 | measured_minimum_2020 | \N | \N | \N | 0 | 30 | \N | \N | \N | \N | \N | \N | Full Prod | omega-perf | \N | AELX | 2022-03-07 09:07:00 | AELX | 2022-03-07 09:07:00
1188 | 307804 | Gamesa | 17 | G87-2.0MW | 19 | measured_minimum_2020 | \N | \N | \N | 0 | 30 | \N | \N | \N | \N | \N | \N | Full Prod | omega-perf | \N | AELX | 2022-03-07 09:07:00 | AELX | 2022-03-07 09:07:00
1189 | 307901 | Gamesa | 17 | G80-2.0MW | 18 | measured_minimum_2020 | \N | \N | \N | 0 | 30 | \N | \N | \N | \N | \N | \N | Full Prod | omega-perf | \N | AELX | 2022-03-07 09:07:00 | AELX | 2022-03-07 09:07:00
1190 | 307902 | Gamesa | 17 | G80-2.0MW | 18 | measured_minimum_2020 | \N | \N | \N | 0 | 30 | \N | \N | \N | \N | \N | \N | Full Prod | omega-perf | \N | AELX | 2022-03-07 09:07:00 | AELX | 2022-03-07 09:07:00
1191 | 307903 | Gamesa | 17 | G80-2.0MW | 18 | measured_minimum_2020 | \N | \N | \N | 0 | 30 | \N | \N | \N | \N | \N | \N | Full Prod | omega-perf | \N | AELX | 2022-03-07 09:07:00 | AELX | 2022-03-07 09:07:00
1192 | 307904 | Gamesa | 17 | G80-2.0MW | 18 | measured_minimum_2020 | \N | \N | \N | 0 | 30 | \N | \N | \N | \N | \N | \N | Full Prod | omega-perf | \N | AELX | 2022-03-07 09:07:00 | AELX | 2022-03-07 09:07:00
1193 | 307905 | Gamesa | 17 | G80-2.0MW | 18 | measured_minimum_2020 | \N | \N | \N | 0 | 30 | \N | \N | \N | \N | \N | \N | Full Prod | omega-perf | \N | AELX | 2022-03-07 09:07:00 | AELX | 2022-03-07 09:07:00
1194 | 307906 | Gamesa | 17 | G80-2.0MW | 18 | measured_minimum_2020 | \N | \N | \N | 0 | 30 | \N | \N | \N | \N | \N | \N | Full Prod | omega-perf | \N | AELX | 2022-03-07 09:07:00 | AELX | 2022-03-07 09:07:00
1195 | 308001 | Gamesa | 17 | G90-2.0MW | 20 | measured_minimum_2020 | \N | \N | \N | 0 | 30 | \N | \N | \N | \N | \N | \N | Full Prod | omega-perf | \N | AELX | 2022-03-07 09:07:00 | AELX | 2022-03-07 09:07:00
1196 | 308002 | Gamesa | 17 | G90-2.0MW | 20 | measured_minimum_2020 | \N | \N | \N | 0 | 30 | \N | \N | \N | \N | \N | \N | Full Prod | omega-perf | \N | AELX | 2022-03-07 09:07:00 | AELX | 2022-03-07 09:07:00
1197 | 308003 | Gamesa | 17 | G90-2.0MW | 20 | measured_minimum_2020 | \N | \N | \N | 0 | 30 | \N | \N | \N | \N | \N | \N | Full Prod | omega-perf | \N | AELX | 2022-03-07 09:07:00 | AELX | 2022-03-07 09:07:00
1198 | 308004 | Gamesa | 17 | G90-2.0MW | 20 | measured_minimum_2020 | \N | \N | \N | 0 | 30 | \N | \N | \N | \N | \N | \N | Full Prod | omega-perf | \N | AELX | 2022-03-07 09:07:00 | AELX | 2022-03-07 09:07:00
1199 | 308005 | Gamesa | 17 | G90-2.0MW | 20 | measured_minimum_2020 | \N | \N | \N | 0 | 30 | \N | \N | \N | \N | \N | \N | Full Prod | omega-perf | \N | AELX | 2022-03-07 09:07:00 | AELX | 2022-03-07 09:07:00
1200 | 308006 | Gamesa | 17 | G90-2.0MW | 20 | measured_minimum_2020 | \N | \N | \N | 0 | 30 | \N | \N | \N | \N | \N | \N | Full Prod | omega-perf | \N | AELX | 2022-03-07 09:07:00 | AELX | 2022-03-07 09:07:00
1201 | 308007 | Gamesa | 17 | G90-2.0MW | 20 | measured_minimum_2020 | \N | \N | \N | 0 | 30 | \N | \N | \N | \N | \N | \N | Full Prod | omega-perf | \N | AELX | 2022-03-07 09:07:00 | AELX | 2022-03-07 09:07:00
1202 | 308008 | Gamesa | 17 | G90-2.0MW | 20 | measured_minimum_2020 | \N | \N | \N | 0 | 30 | \N | \N | \N | \N | \N | \N | Full Prod | omega-perf | \N | AELX | 2022-03-07 09:07:00 | AELX | 2022-03-07 09:07:00
1203 | 308009 | Gamesa | 17 | G90-2.0MW | 20 | measured_minimum_2020 | \N | \N | \N | 0 | 30 | \N | \N | \N | \N | \N | \N | Full Prod | omega-perf | \N | AELX | 2022-03-07 09:07:00 | AELX | 2022-03-07 09:07:00
1204 | 308010 | Gamesa | 17 | G90-2.0MW | 20 | measured_minimum_2020 | \N | \N | \N | 0 | 30 | \N | \N | \N | \N | \N | \N | Full Prod | omega-perf | \N | AELX | 2022-03-07 09:07:00 | AELX | 2022-03-07 09:07:00
1205 | 308011 | Gamesa | 17 | G90-2.0MW | 20 | measured_minimum_2020 | \N | \N | \N | 0 | 30 | \N | \N | \N | \N | \N | \N | Full Prod | omega-perf | \N | AELX | 2022-03-07 09:07:00 | AELX | 2022-03-07 09:07:00
1206 | 308012 | Gamesa | 17 | G90-2.0MW | 20 | measured_minimum_2020 | \N | \N | \N | 0 | 30 | \N | \N | \N | \N | \N | \N | Full Prod | omega-perf | \N | AELX | 2022-03-07 09:07:00 | AELX | 2022-03-07 09:07:00
1207 | 308013 | Gamesa | 17 | G90-2.0MW | 20 | measured_minimum_2020 | \N | \N | \N | 0 | 30 | \N | \N | \N | \N | \N | \N | Full Prod | omega-perf | \N | AELX | 2022-03-07 09:07:00 | AELX | 2022-03-07 09:07:00
1208 | 308126 | Vestas | 57 | V90-3.0MW | 59 | measured_minimum_2020 | \N | \N | \N | 0 | 30 | \N | \N | \N | \N | \N | \N | Full Prod | omega-perf | \N | AELX | 2022-03-07 09:07:00 | AELX | 2022-03-07 09:07:00
1209 | 308127 | Vestas | 57 | V90-3.0MW | 59 | measured_minimum_2020 | \N | \N | \N | 0 | 30 | \N | \N | \N | \N | \N | \N | Full Prod | omega-perf | \N | AELX | 2022-03-07 09:07:00 | AELX | 2022-03-07 09:07:00
1210 | 308128 | Vestas | 57 | V90-3.0MW | 59 | measured_minimum_2020 | \N | \N | \N | 0 | 30 | \N | \N | \N | \N | \N | \N | Full Prod | omega-perf | \N | AELX | 2022-03-07 09:07:00 | AELX | 2022-03-07 09:07:00
1211 | 308129 | Vestas | 57 | V90-3.0MW | 59 | measured_minimum_2020 | \N | \N | \N | 0 | 30 | \N | \N | \N | \N | \N | \N | Full Prod | omega-perf | \N | AELX | 2022-03-07 09:07:00 | AELX | 2022-03-07 09:07:00
1212 | 308215 | Vestas | 57 | V90-3.0MW | 59 | measured_minimum_2020 | \N | \N | \N | 0 | 30 | \N | \N | \N | \N | \N | \N | Full Prod | omega-perf | \N | AELX | 2022-03-07 09:07:00 | AELX | 2022-03-07 09:07:00
1213 | 308216 | Vestas | 57 | V90-3.0MW | 59 | measured_minimum_2020 | \N | \N | \N | 0 | 30 | \N | \N | \N | \N | \N | \N | Full Prod | omega-perf | \N | AELX | 2022-03-07 09:07:00 | AELX | 2022-03-07 09:07:00
1214 | 308301 | Senvion | 46 | MD70-1.5MW | 25 | measured_minimum_2020 | \N | \N | \N | 0 | 30 | \N | \N | \N | \N | \N | \N | Full Prod | omega-perf | \N | AELX | 2022-03-07 09:07:00 | AELX | 2022-03-07 09:07:00
1215 | 308302 | Senvion | 46 | MD70-1.5MW | 25 | measured_minimum_2020 | \N | \N | \N | 0 | 30 | \N | \N | \N | \N | \N | \N | Full Prod | omega-perf | \N | AELX | 2022-03-07 09:07:00 | AELX | 2022-03-07 09:07:00
1216 | 308303 | Senvion | 46 | MD70-1.5MW | 25 | measured_minimum_2020 | \N | \N | \N | 0 | 30 | \N | \N | \N | \N | \N | \N | Full Prod | omega-perf | \N | AELX | 2022-03-07 09:07:00 | AELX | 2022-03-07 09:07:00
1217 | 308304 | Senvion | 46 | MD70-1.5MW | 25 | measured_minimum_2020 | \N | \N | \N | 0 | 30 | \N | \N | \N | \N | \N | \N | Full Prod | omega-perf | \N | AELX | 2022-03-07 09:07:00 | AELX | 2022-03-07 09:07:00
1218 | 308305 | Senvion | 46 | MD70-1.5MW | 25 | measured_minimum_2020 | \N | \N | \N | 0 | 30 | \N | \N | \N | \N | \N | \N | Full Prod | omega-perf | \N | AELX | 2022-03-07 09:07:00 | AELX | 2022-03-07 09:07:00
1219 | 308306 | Senvion | 46 | MD70-1.5MW | 25 | measured_minimum_2020 | \N | \N | \N | 0 | 30 | \N | \N | \N | \N | \N | \N | Full Prod | omega-perf | \N | AELX | 2022-03-07 09:07:00 | AELX | 2022-03-07 09:07:00
1220 | 308401 | Neg Micon | 33 | NM92-2.75MW | 41 | measured_minimum_2020 | \N | \N | \N | 0 | 30 | \N | \N | \N | \N | \N | \N | Full Prod | omega-perf | \N | AELX | 2022-03-07 09:07:00 | AELX | 2022-03-07 09:07:00
1221 | 308402 | Neg Micon | 33 | NM92-2.75MW | 41 | measured_minimum_2020 | \N | \N | \N | 0 | 30 | \N | \N | \N | \N | \N | \N | Full Prod | omega-perf | \N | AELX | 2022-03-07 09:07:00 | AELX | 2022-03-07 09:07:00
1222 | 308403 | Neg Micon | 33 | NM92-2.75MW | 41 | measured_minimum_2020 | \N | \N | \N | 0 | 30 | \N | \N | \N | \N | \N | \N | Full Prod | omega-perf | \N | AELX | 2022-03-07 09:07:00 | AELX | 2022-03-07 09:07:00
1223 | 308404 | Neg Micon | 33 | NM92-2.75MW | 41 | measured_minimum_2020 | \N | \N | \N | 0 | 30 | \N | \N | \N | \N | \N | \N | Full Prod | omega-perf | \N | AELX | 2022-03-07 09:07:00 | AELX | 2022-03-07 09:07:00
1224 | 308504 | Enercon | 12 | E44-0.9MW | 5 | measured_minimum_2020 | \N | \N | \N | 0 | 30 | \N | \N | \N | \N | \N | \N | Full Prod | omega-perf | \N | AELX | 2022-03-07 09:07:00 | AELX | 2022-03-07 09:07:00
1225 | 308505 | Enercon | 12 | E44-0.9MW | 5 | measured_minimum_2020 | \N | \N | \N | 0 | 30 | \N | \N | \N | \N | \N | \N | Full Prod | omega-perf | \N | AELX | 2022-03-07 09:07:00 | AELX | 2022-03-07 09:07:00
1226 | 308506 | Enercon | 12 | E44-0.9MW | 5 | measured_minimum_2020 | \N | \N | \N | 0 | 30 | \N | \N | \N | \N | \N | \N | Full Prod | omega-perf | \N | AELX | 2022-03-07 09:07:00 | AELX | 2022-03-07 09:07:00
1227 | 308507 | Enercon | 12 | E44-0.9MW | 5 | measured_minimum_2020 | \N | \N | \N | 0 | 30 | \N | \N | \N | \N | \N | \N | Full Prod | omega-perf | \N | AELX | 2022-03-07 09:07:00 | AELX | 2022-03-07 09:07:00
1228 | 308508 | Enercon | 12 | E44-0.9MW | 5 | measured_minimum_2020 | \N | \N | \N | 0 | 30 | \N | \N | \N | \N | \N | \N | Full Prod | omega-perf | \N | AELX | 2022-03-07 09:07:00 | AELX | 2022-03-07 09:07:00
1229 | 308509 | Enercon | 12 | E44-0.9MW | 5 | measured_minimum_2020 | \N | \N | \N | 0 | 30 | \N | \N | \N | \N | \N | \N | Full Prod | omega-perf | \N | AELX | 2022-03-07 09:07:00 | AELX | 2022-03-07 09:07:00
1230 | 308510 | Enercon | 12 | E44-0.9MW | 5 | measured_minimum_2020 | \N | \N | \N | 0 | 30 | \N | \N | \N | \N | \N | \N | Full Prod | omega-perf | \N | AELX | 2022-03-07 09:07:00 | AELX | 2022-03-07 09:07:00
1231 | 308512 | Enercon | 12 | E44-0.9MW | 5 | measured_minimum_2020 | \N | \N | \N | 0 | 30 | \N | \N | \N | \N | \N | \N | Full Prod | omega-perf | \N | AELX | 2022-03-07 09:07:00 | AELX | 2022-03-07 09:07:00
1232 | 308513 | Enercon | 12 | E44-0.9MW | 5 | measured_minimum_2020 | \N | \N | \N | 0 | 30 | \N | \N | \N | \N | \N | \N | Full Prod | omega-perf | \N | AELX | 2022-03-07 09:07:00 | AELX | 2022-03-07 09:07:00
1233 | 308514 | Enercon | 12 | E44-0.9MW | 5 | measured_minimum_2020 | \N | \N | \N | 0 | 30 | \N | \N | \N | \N | \N | \N | Full Prod | omega-perf | \N | AELX | 2022-03-07 09:07:00 | AELX | 2022-03-07 09:07:00
1234 | 306003 | Nordex | 34 | N117-3.0MW | 91 | measured_minimum_2020 | \N | \N | \N | 0 | 30 | \N | \N | \N | \N | \N | \N | Full Prod | omega-perf | \N | AELX | 2022-03-07 09:07:00 | AELX | 2022-03-07 09:07:00
1235 | 306004 | Nordex | 34 | N117-3.0MW | 91 | measured_minimum_2020 | \N | \N | \N | 0 | 30 | \N | \N | \N | \N | \N | \N | Full Prod | omega-perf | \N | AELX | 2022-03-07 09:07:00 | AELX | 2022-03-07 09:07:00
1236 | 306005 | Nordex | 34 | N117-3.0MW | 91 | measured_minimum_2020 | \N | \N | \N | 0 | 30 | \N | \N | \N | \N | \N | \N | Full Prod | omega-perf | \N | AELX | 2022-03-07 09:07:00 | AELX | 2022-03-07 09:07:00
1237 | 306006 | Nordex | 34 | N117-3.0MW | 91 | measured_minimum_2020 | \N | \N | \N | 0 | 30 | \N | \N | \N | \N | \N | \N | Full Prod | omega-perf | \N | AELX | 2022-03-07 09:07:00 | AELX | 2022-03-07 09:07:00
1238 | 308601 | Vestas | 57 | V126-3.0MW | 92 | measured_minimum_2020 | \N | \N | \N | 0 | 30 | \N | \N | \N | \N | \N | \N | Full Prod | omega-perf | \N | AELX | 2022-03-07 09:07:00 | AELX | 2022-03-07 09:07:00
1239 | 308602 | Vestas | 57 | V126-3.0MW | 92 | measured_minimum_2020 | \N | \N | \N | 0 | 30 | \N | \N | \N | \N | \N | \N | Full Prod | omega-perf | \N | AELX | 2022-03-07 09:07:00 | AELX | 2022-03-07 09:07:00
1240 | 308603 | Vestas | 57 | V126-3.0MW | 92 | measured_minimum_2020 | \N | \N | \N | 0 | 30 | \N | \N | \N | \N | \N | \N | Full Prod | omega-perf | \N | AELX | 2022-03-07 09:07:00 | AELX | 2022-03-07 09:07:00
1241 | 308604 | Vestas | 57 | V126-3.0MW | 92 | measured_minimum_2020 | \N | \N | \N | 0 | 30 | \N | \N | \N | \N | \N | \N | Full Prod | omega-perf | \N | AELX | 2022-03-07 09:07:00 | AELX | 2022-03-07 09:07:00
1242 | 308605 | Vestas | 57 | V126-3.0MW | 92 | measured_minimum_2020 | \N | \N | \N | 0 | 30 | \N | \N | \N | \N | \N | \N | Full Prod | omega-perf | \N | AELX | 2022-03-07 09:07:00 | AELX | 2022-03-07 09:07:00
1243 | 308701 | Vestas | 57 | V126-3.6MW | 93 | measured_minimum_2020 | \N | \N | \N | 0 | 30 | \N | \N | \N | \N | \N | \N | Full Prod | omega-perf | \N | AELX | 2022-03-07 09:07:00 | AELX | 2022-03-07 09:07:00
1244 | 308702 | Vestas | 57 | V126-3.6MW | 93 | measured_minimum_2020 | \N | \N | \N | 0 | 30 | \N | \N | \N | \N | \N | \N | Full Prod | omega-perf | \N | AELX | 2022-03-07 09:07:00 | AELX | 2022-03-07 09:07:00
1245 | 308703 | Vestas | 57 | V126-3.6MW | 93 | measured_minimum_2020 | \N | \N | \N | 0 | 30 | \N | \N | \N | \N | \N | \N | Full Prod | omega-perf | \N | AELX | 2022-03-07 09:07:00 | AELX | 2022-03-07 09:07:00
1246 | 308704 | Vestas | 57 | V126-3.6MW | 93 | measured_minimum_2020 | \N | \N | \N | 0 | 30 | \N | \N | \N | \N | \N | \N | Full Prod | omega-perf | \N | AELX | 2022-03-07 09:07:00 | AELX | 2022-03-07 09:07:00
1247 | 308802 | SGRE | 49 | SG132-3.65MW | 90 | measured_minimum_2020 | \N | \N | \N | 0 | 30 | \N | \N | \N | \N | \N | \N | Full Prod | omega-perf | \N | AELX | 2022-03-07 09:07:00 | AELX | 2022-03-07 09:07:00
1248 | 308803 | SGRE | 49 | SG132-3.65MW | 90 | measured_minimum_2020 | \N | \N | \N | 0 | 30 | \N | \N | \N | \N | \N | \N | Full Prod | omega-perf | \N | AELX | 2022-03-07 09:07:00 | AELX | 2022-03-07 09:07:00
1249 | 308805 | SGRE | 49 | SG132-3.65MW | 90 | measured_minimum_2020 | \N | \N | \N | 0 | 30 | \N | \N | \N | \N | \N | \N | Full Prod | omega-perf | \N | AELX | 2022-03-07 09:07:00 | AELX | 2022-03-07 09:07:00
1250 | 308808 | SGRE | 49 | SG132-3.65MW | 90 | measured_minimum_2020 | \N | \N | \N | 0 | 30 | \N | \N | \N | \N | \N | \N | Full Prod | omega-perf | \N | AELX | 2022-03-07 09:07:00 | AELX | 2022-03-07 09:07:00
1251 | 308811 | SGRE | 49 | SG132-3.65MW | 90 | measured_minimum_2020 | \N | \N | \N | 0 | 30 | \N | \N | \N | \N | \N | \N | Full Prod | omega-perf | \N | AELX | 2022-03-07 09:07:00 | AELX | 2022-03-07 09:07:00
1252 | 308813 | SGRE | 49 | SG132-3.65MW | 90 | measured_minimum_2020 | \N | \N | \N | 0 | 30 | \N | \N | \N | \N | \N | \N | Full Prod | omega-perf | \N | AELX | 2022-03-07 09:07:00 | AELX | 2022-03-07 09:07:00
1253 | 308801 | SGRE | 49 | SG132-3.65MW | 90 | measured_minimum_2020 | \N | \N | \N | 0 | 30 | \N | \N | \N | \N | \N | \N | Full Prod | omega-perf | \N | AELX | 2022-03-07 09:07:00 | AELX | 2022-03-07 09:07:00
1254 | 308804 | SGRE | 49 | SG132-3.65MW | 90 | measured_minimum_2020 | \N | \N | \N | 0 | 30 | \N | \N | \N | \N | \N | \N | Full Prod | omega-perf | \N | AELX | 2022-03-07 09:07:00 | AELX | 2022-03-07 09:07:00
1255 | 308806 | SGRE | 49 | SG132-3.65MW | 90 | measured_minimum_2020 | \N | \N | \N | 0 | 30 | \N | \N | \N | \N | \N | \N | Full Prod | omega-perf | \N | AELX | 2022-03-07 09:07:00 | AELX | 2022-03-07 09:07:00
1256 | 308807 | SGRE | 49 | SG132-3.65MW | 90 | measured_minimum_2020 | \N | \N | \N | 0 | 30 | \N | \N | \N | \N | \N | \N | Full Prod | omega-perf | \N | AELX | 2022-03-07 09:07:00 | AELX | 2022-03-07 09:07:00
1257 | 308809 | SGRE | 49 | SG132-3.65MW | 90 | measured_minimum_2020 | \N | \N | \N | 0 | 30 | \N | \N | \N | \N | \N | \N | Full Prod | omega-perf | \N | AELX | 2022-03-07 09:07:00 | AELX | 2022-03-07 09:07:00
1258 | 308810 | SGRE | 49 | SG132-3.65MW | 90 | measured_minimum_2020 | \N | \N | \N | 0 | 30 | \N | \N | \N | \N | \N | \N | Full Prod | omega-perf | \N | AELX | 2022-03-07 09:07:00 | AELX | 2022-03-07 09:07:00
1259 | 308812 | SGRE | 49 | SG132-3.65MW | 90 | measured_minimum_2020 | \N | \N | \N | 0 | 30 | \N | \N | \N | \N | \N | \N | Full Prod | omega-perf | \N | AELX | 2022-03-07 09:07:00 | AELX | 2022-03-07 09:07:00
1260 | 308901 | Nordex | 34 | N131-3MW | 96 | measured_minimum_2020 | \N | \N | \N | 0 | 30 | \N | \N | \N | \N | \N | \N | Full Prod | omega-perf | \N | AELX | 2022-03-07 09:07:00 | AELX | 2022-03-07 09:07:00
1261 | 308902 | Nordex | 34 | N131-3MW | 96 | measured_minimum_2020 | \N | \N | \N | 0 | 30 | \N | \N | \N | \N | \N | \N | Full Prod | omega-perf | \N | AELX | 2022-03-07 09:07:00 | AELX | 2022-03-07 09:07:00
1262 | 308903 | Nordex | 34 | N131-3MW | 96 | measured_minimum_2020 | \N | \N | \N | 0 | 30 | \N | \N | \N | \N | \N | \N | Full Prod | omega-perf | \N | AELX | 2022-03-07 09:07:00 | AELX | 2022-03-07 09:07:00
1263 | 308904 | Nordex | 34 | N131-3MW | 96 | measured_minimum_2020 | \N | \N | \N | 0 | 30 | \N | \N | \N | \N | \N | \N | Full Prod | omega-perf | \N | AELX | 2022-03-07 09:07:00 | AELX | 2022-03-07 09:07:00
1264 | 308905 | Nordex | 34 | N131-3MW | 96 | measured_minimum_2020 | \N | \N | \N | 0 | 30 | \N | \N | \N | \N | \N | \N | Full Prod | omega-perf | \N | AELX | 2022-03-07 09:07:00 | AELX | 2022-03-07 09:07:00
1265 | 207701 | Vestas | 57 | V117-3.45MW | 52 | measured_average_2020 | \N | \N | \N | 0 | 30 | \N | \N | \N | \N | \N | \N | Full Prod | omega-perf | \N | AELX | 2022-03-07 09:07:00 | AELX | 2022-03-07 09:07:00
1266 | 207702 | Vestas | 57 | V117-3.45MW | 52 | measured_average_2020 | \N | \N | \N | 0 | 30 | \N | \N | \N | \N | \N | \N | Full Prod | omega-perf | \N | AELX | 2022-03-07 09:07:00 | AELX | 2022-03-07 09:07:00
1267 | 207703 | Vestas | 57 | V117-3.45MW | 52 | measured_average_2020 | \N | \N | \N | 0 | 30 | \N | \N | \N | \N | \N | \N | Full Prod | omega-perf | \N | AELX | 2022-03-07 09:07:00 | AELX | 2022-03-07 09:07:00
1268 | 207704 | Vestas | 57 | V117-3.45MW | 52 | measured_average_2020 | \N | \N | \N | 0 | 30 | \N | \N | \N | \N | \N | \N | Full Prod | omega-perf | \N | AELX | 2022-03-07 09:07:00 | AELX | 2022-03-07 09:07:00
1269 | 207705 | Vestas | 57 | V117-3.45MW | 52 | measured_average_2020 | \N | \N | \N | 0 | 30 | \N | \N | \N | \N | \N | \N | Full Prod | omega-perf | \N | AELX | 2022-03-07 09:07:00 | AELX | 2022-03-07 09:07:00
1270 | 207801 | Gamesa | 17 | G87-2.0MW | 19 | measured_average_2020 | \N | \N | \N | 0 | 30 | \N | \N | \N | \N | \N | \N | Full Prod | omega-perf | \N | AELX | 2022-03-07 09:07:00 | AELX | 2022-03-07 09:07:00
1271 | 207802 | Gamesa | 17 | G87-2.0MW | 19 | measured_average_2020 | \N | \N | \N | 0 | 30 | \N | \N | \N | \N | \N | \N | Full Prod | omega-perf | \N | AELX | 2022-03-07 09:07:00 | AELX | 2022-03-07 09:07:00
1272 | 207803 | Gamesa | 17 | G87-2.0MW | 19 | measured_average_2020 | \N | \N | \N | 0 | 30 | \N | \N | \N | \N | \N | \N | Full Prod | omega-perf | \N | AELX | 2022-03-07 09:07:00 | AELX | 2022-03-07 09:07:00
1273 | 207804 | Gamesa | 17 | G87-2.0MW | 19 | measured_average_2020 | \N | \N | \N | 0 | 30 | \N | \N | \N | \N | \N | \N | Full Prod | omega-perf | \N | AELX | 2022-03-07 09:07:00 | AELX | 2022-03-07 09:07:00
1274 | 207901 | Gamesa | 17 | G80-2.0MW | 18 | measured_average_2020 | \N | \N | \N | 0 | 30 | \N | \N | \N | \N | \N | \N | Full Prod | omega-perf | \N | AELX | 2022-03-07 09:07:00 | AELX | 2022-03-07 09:07:00
1275 | 207902 | Gamesa | 17 | G80-2.0MW | 18 | measured_average_2020 | \N | \N | \N | 0 | 30 | \N | \N | \N | \N | \N | \N | Full Prod | omega-perf | \N | AELX | 2022-03-07 09:07:00 | AELX | 2022-03-07 09:07:00
1276 | 207903 | Gamesa | 17 | G80-2.0MW | 18 | measured_average_2020 | \N | \N | \N | 0 | 30 | \N | \N | \N | \N | \N | \N | Full Prod | omega-perf | \N | AELX | 2022-03-07 09:07:00 | AELX | 2022-03-07 09:07:00
1277 | 207904 | Gamesa | 17 | G80-2.0MW | 18 | measured_average_2020 | \N | \N | \N | 0 | 30 | \N | \N | \N | \N | \N | \N | Full Prod | omega-perf | \N | AELX | 2022-03-07 09:07:00 | AELX | 2022-03-07 09:07:00
1278 | 207905 | Gamesa | 17 | G80-2.0MW | 18 | measured_average_2020 | \N | \N | \N | 0 | 30 | \N | \N | \N | \N | \N | \N | Full Prod | omega-perf | \N | AELX | 2022-03-07 09:07:00 | AELX | 2022-03-07 09:07:00
1279 | 207906 | Gamesa | 17 | G80-2.0MW | 18 | measured_average_2020 | \N | \N | \N | 0 | 30 | \N | \N | \N | \N | \N | \N | Full Prod | omega-perf | \N | AELX | 2022-03-07 09:07:00 | AELX | 2022-03-07 09:07:00
1280 | 208001 | Gamesa | 17 | G90-2.0MW | 20 | measured_average_2020 | \N | \N | \N | 0 | 30 | \N | \N | \N | \N | \N | \N | Full Prod | omega-perf | \N | AELX | 2022-03-07 09:07:00 | AELX | 2022-03-07 09:07:00
1281 | 208002 | Gamesa | 17 | G90-2.0MW | 20 | measured_average_2020 | \N | \N | \N | 0 | 30 | \N | \N | \N | \N | \N | \N | Full Prod | omega-perf | \N | AELX | 2022-03-07 09:07:00 | AELX | 2022-03-07 09:07:00
1282 | 208003 | Gamesa | 17 | G90-2.0MW | 20 | measured_average_2020 | \N | \N | \N | 0 | 30 | \N | \N | \N | \N | \N | \N | Full Prod | omega-perf | \N | AELX | 2022-03-07 09:07:00 | AELX | 2022-03-07 09:07:00
1283 | 208004 | Gamesa | 17 | G90-2.0MW | 20 | measured_average_2020 | \N | \N | \N | 0 | 30 | \N | \N | \N | \N | \N | \N | Full Prod | omega-perf | \N | AELX | 2022-03-07 09:07:00 | AELX | 2022-03-07 09:07:00
1284 | 208005 | Gamesa | 17 | G90-2.0MW | 20 | measured_average_2020 | \N | \N | \N | 0 | 30 | \N | \N | \N | \N | \N | \N | Full Prod | omega-perf | \N | AELX | 2022-03-07 09:07:00 | AELX | 2022-03-07 09:07:00
1285 | 208006 | Gamesa | 17 | G90-2.0MW | 20 | measured_average_2020 | \N | \N | \N | 0 | 30 | \N | \N | \N | \N | \N | \N | Full Prod | omega-perf | \N | AELX | 2022-03-07 09:07:00 | AELX | 2022-03-07 09:07:00
1286 | 208007 | Gamesa | 17 | G90-2.0MW | 20 | measured_average_2020 | \N | \N | \N | 0 | 30 | \N | \N | \N | \N | \N | \N | Full Prod | omega-perf | \N | AELX | 2022-03-07 09:07:00 | AELX | 2022-03-07 09:07:00
1287 | 208008 | Gamesa | 17 | G90-2.0MW | 20 | measured_average_2020 | \N | \N | \N | 0 | 30 | \N | \N | \N | \N | \N | \N | Full Prod | omega-perf | \N | AELX | 2022-03-07 09:07:00 | AELX | 2022-03-07 09:07:00
1288 | 208009 | Gamesa | 17 | G90-2.0MW | 20 | measured_average_2020 | \N | \N | \N | 0 | 30 | \N | \N | \N | \N | \N | \N | Full Prod | omega-perf | \N | AELX | 2022-03-07 09:07:00 | AELX | 2022-03-07 09:07:00
1289 | 208010 | Gamesa | 17 | G90-2.0MW | 20 | measured_average_2020 | \N | \N | \N | 0 | 30 | \N | \N | \N | \N | \N | \N | Full Prod | omega-perf | \N | AELX | 2022-03-07 09:07:00 | AELX | 2022-03-07 09:07:00
1290 | 208011 | Gamesa | 17 | G90-2.0MW | 20 | measured_average_2020 | \N | \N | \N | 0 | 30 | \N | \N | \N | \N | \N | \N | Full Prod | omega-perf | \N | AELX | 2022-03-07 09:07:00 | AELX | 2022-03-07 09:07:00
1291 | 208012 | Gamesa | 17 | G90-2.0MW | 20 | measured_average_2020 | \N | \N | \N | 0 | 30 | \N | \N | \N | \N | \N | \N | Full Prod | omega-perf | \N | AELX | 2022-03-07 09:07:00 | AELX | 2022-03-07 09:07:00
1292 | 208013 | Gamesa | 17 | G90-2.0MW | 20 | measured_average_2020 | \N | \N | \N | 0 | 30 | \N | \N | \N | \N | \N | \N | Full Prod | omega-perf | \N | AELX | 2022-03-07 09:07:00 | AELX | 2022-03-07 09:07:00
1293 | 208126 | Vestas | 57 | V90-3.0MW | 59 | measured_average_2020 | \N | \N | \N | 0 | 30 | \N | \N | \N | \N | \N | \N | Full Prod | omega-perf | \N | AELX | 2022-03-07 09:07:00 | AELX | 2022-03-07 09:07:00
1294 | 208127 | Vestas | 57 | V90-3.0MW | 59 | measured_average_2020 | \N | \N | \N | 0 | 30 | \N | \N | \N | \N | \N | \N | Full Prod | omega-perf | \N | AELX | 2022-03-07 09:07:00 | AELX | 2022-03-07 09:07:00
1295 | 208128 | Vestas | 57 | V90-3.0MW | 59 | measured_average_2020 | \N | \N | \N | 0 | 30 | \N | \N | \N | \N | \N | \N | Full Prod | omega-perf | \N | AELX | 2022-03-07 09:07:00 | AELX | 2022-03-07 09:07:00
1296 | 208129 | Vestas | 57 | V90-3.0MW | 59 | measured_average_2020 | \N | \N | \N | 0 | 30 | \N | \N | \N | \N | \N | \N | Full Prod | omega-perf | \N | AELX | 2022-03-07 09:07:00 | AELX | 2022-03-07 09:07:00
1297 | 208215 | Vestas | 57 | V90-3.0MW | 59 | measured_average_2020 | \N | \N | \N | 0 | 30 | \N | \N | \N | \N | \N | \N | Full Prod | omega-perf | \N | AELX | 2022-03-07 09:07:00 | AELX | 2022-03-07 09:07:00
1298 | 208216 | Vestas | 57 | V90-3.0MW | 59 | measured_average_2020 | \N | \N | \N | 0 | 30 | \N | \N | \N | \N | \N | \N | Full Prod | omega-perf | \N | AELX | 2022-03-07 09:07:00 | AELX | 2022-03-07 09:07:00
1299 | 208301 | Senvion | 46 | MD70-1.5MW | 25 | measured_average_2020 | \N | \N | \N | 0 | 30 | \N | \N | \N | \N | \N | \N | Full Prod | omega-perf | \N | AELX | 2022-03-07 09:07:00 | AELX | 2022-03-07 09:07:00
1300 | 208302 | Senvion | 46 | MD70-1.5MW | 25 | measured_average_2020 | \N | \N | \N | 0 | 30 | \N | \N | \N | \N | \N | \N | Full Prod | omega-perf | \N | AELX | 2022-03-07 09:07:00 | AELX | 2022-03-07 09:07:00
1301 | 208303 | Senvion | 46 | MD70-1.5MW | 25 | measured_average_2020 | \N | \N | \N | 0 | 30 | \N | \N | \N | \N | \N | \N | Full Prod | omega-perf | \N | AELX | 2022-03-07 09:07:00 | AELX | 2022-03-07 09:07:00
1302 | 208304 | Senvion | 46 | MD70-1.5MW | 25 | measured_average_2020 | \N | \N | \N | 0 | 30 | \N | \N | \N | \N | \N | \N | Full Prod | omega-perf | \N | AELX | 2022-03-07 09:07:00 | AELX | 2022-03-07 09:07:00
1303 | 208305 | Senvion | 46 | MD70-1.5MW | 25 | measured_average_2020 | \N | \N | \N | 0 | 30 | \N | \N | \N | \N | \N | \N | Full Prod | omega-perf | \N | AELX | 2022-03-07 09:07:00 | AELX | 2022-03-07 09:07:00
1304 | 208306 | Senvion | 46 | MD70-1.5MW | 25 | measured_average_2020 | \N | \N | \N | 0 | 30 | \N | \N | \N | \N | \N | \N | Full Prod | omega-perf | \N | AELX | 2022-03-07 09:07:00 | AELX | 2022-03-07 09:07:00
1305 | 208401 | Neg Micon | 33 | NM92-2.75MW | 41 | measured_average_2020 | \N | \N | \N | 0 | 30 | \N | \N | \N | \N | \N | \N | Full Prod | omega-perf | \N | AELX | 2022-03-07 09:07:00 | AELX | 2022-03-07 09:07:00
1306 | 208402 | Neg Micon | 33 | NM92-2.75MW | 41 | measured_average_2020 | \N | \N | \N | 0 | 30 | \N | \N | \N | \N | \N | \N | Full Prod | omega-perf | \N | AELX | 2022-03-07 09:07:00 | AELX | 2022-03-07 09:07:00
1307 | 208403 | Neg Micon | 33 | NM92-2.75MW | 41 | measured_average_2020 | \N | \N | \N | 0 | 30 | \N | \N | \N | \N | \N | \N | Full Prod | omega-perf | \N | AELX | 2022-03-07 09:07:00 | AELX | 2022-03-07 09:07:00
1308 | 208404 | Neg Micon | 33 | NM92-2.75MW | 41 | measured_average_2020 | \N | \N | \N | 0 | 30 | \N | \N | \N | \N | \N | \N | Full Prod | omega-perf | \N | AELX | 2022-03-07 09:07:00 | AELX | 2022-03-07 09:07:00
1309 | 208504 | Enercon | 12 | E44-0.9MW | 5 | measured_average_2020 | \N | \N | \N | 0 | 30 | \N | \N | \N | \N | \N | \N | Full Prod | omega-perf | \N | AELX | 2022-03-07 09:07:00 | AELX | 2022-03-07 09:07:00
1310 | 208505 | Enercon | 12 | E44-0.9MW | 5 | measured_average_2020 | \N | \N | \N | 0 | 30 | \N | \N | \N | \N | \N | \N | Full Prod | omega-perf | \N | AELX | 2022-03-07 09:07:00 | AELX | 2022-03-07 09:07:00
1311 | 208506 | Enercon | 12 | E44-0.9MW | 5 | measured_average_2020 | \N | \N | \N | 0 | 30 | \N | \N | \N | \N | \N | \N | Full Prod | omega-perf | \N | AELX | 2022-03-07 09:07:00 | AELX | 2022-03-07 09:07:00
1312 | 208507 | Enercon | 12 | E44-0.9MW | 5 | measured_average_2020 | \N | \N | \N | 0 | 30 | \N | \N | \N | \N | \N | \N | Full Prod | omega-perf | \N | AELX | 2022-03-07 09:07:00 | AELX | 2022-03-07 09:07:00
1313 | 208508 | Enercon | 12 | E44-0.9MW | 5 | measured_average_2020 | \N | \N | \N | 0 | 30 | \N | \N | \N | \N | \N | \N | Full Prod | omega-perf | \N | AELX | 2022-03-07 09:07:00 | AELX | 2022-03-07 09:07:00
1314 | 208509 | Enercon | 12 | E44-0.9MW | 5 | measured_average_2020 | \N | \N | \N | 0 | 30 | \N | \N | \N | \N | \N | \N | Full Prod | omega-perf | \N | AELX | 2022-03-07 09:07:00 | AELX | 2022-03-07 09:07:00
1315 | 208510 | Enercon | 12 | E44-0.9MW | 5 | measured_average_2020 | \N | \N | \N | 0 | 30 | \N | \N | \N | \N | \N | \N | Full Prod | omega-perf | \N | AELX | 2022-03-07 09:07:00 | AELX | 2022-03-07 09:07:00
1316 | 208512 | Enercon | 12 | E44-0.9MW | 5 | measured_average_2020 | \N | \N | \N | 0 | 30 | \N | \N | \N | \N | \N | \N | Full Prod | omega-perf | \N | AELX | 2022-03-07 09:07:00 | AELX | 2022-03-07 09:07:00
1317 | 208513 | Enercon | 12 | E44-0.9MW | 5 | measured_average_2020 | \N | \N | \N | 0 | 30 | \N | \N | \N | \N | \N | \N | Full Prod | omega-perf | \N | AELX | 2022-03-07 09:07:00 | AELX | 2022-03-07 09:07:00
1318 | 208514 | Enercon | 12 | E44-0.9MW | 5 | measured_average_2020 | \N | \N | \N | 0 | 30 | \N | \N | \N | \N | \N | \N | Full Prod | omega-perf | \N | AELX | 2022-03-07 09:07:00 | AELX | 2022-03-07 09:07:00
1319 | 206003 | Nordex | 34 | N117-3.0MW | 91 | measured_average_2020 | \N | \N | \N | 0 | 30 | \N | \N | \N | \N | \N | \N | Full Prod | omega-perf | \N | AELX | 2022-03-07 09:07:00 | AELX | 2022-03-07 09:07:00
1320 | 206004 | Nordex | 34 | N117-3.0MW | 91 | measured_average_2020 | \N | \N | \N | 0 | 30 | \N | \N | \N | \N | \N | \N | Full Prod | omega-perf | \N | AELX | 2022-03-07 09:07:00 | AELX | 2022-03-07 09:07:00
1321 | 206005 | Nordex | 34 | N117-3.0MW | 91 | measured_average_2020 | \N | \N | \N | 0 | 30 | \N | \N | \N | \N | \N | \N | Full Prod | omega-perf | \N | AELX | 2022-03-07 09:07:00 | AELX | 2022-03-07 09:07:00
1322 | 206006 | Nordex | 34 | N117-3.0MW | 91 | measured_average_2020 | \N | \N | \N | 0 | 30 | \N | \N | \N | \N | \N | \N | Full Prod | omega-perf | \N | AELX | 2022-03-07 09:07:00 | AELX | 2022-03-07 09:07:00
1323 | 208601 | Vestas | 57 | V126-3.0MW | 92 | measured_average_2020 | \N | \N | \N | 0 | 30 | \N | \N | \N | \N | \N | \N | Full Prod | omega-perf | \N | AELX | 2022-03-07 09:07:00 | AELX | 2022-03-07 09:07:00
1324 | 208602 | Vestas | 57 | V126-3.0MW | 92 | measured_average_2020 | \N | \N | \N | 0 | 30 | \N | \N | \N | \N | \N | \N | Full Prod | omega-perf | \N | AELX | 2022-03-07 09:07:00 | AELX | 2022-03-07 09:07:00
1325 | 208603 | Vestas | 57 | V126-3.0MW | 92 | measured_average_2020 | \N | \N | \N | 0 | 30 | \N | \N | \N | \N | \N | \N | Full Prod | omega-perf | \N | AELX | 2022-03-07 09:07:00 | AELX | 2022-03-07 09:07:00
1326 | 208604 | Vestas | 57 | V126-3.0MW | 92 | measured_average_2020 | \N | \N | \N | 0 | 30 | \N | \N | \N | \N | \N | \N | Full Prod | omega-perf | \N | AELX | 2022-03-07 09:07:00 | AELX | 2022-03-07 09:07:00
1327 | 208605 | Vestas | 57 | V126-3.0MW | 92 | measured_average_2020 | \N | \N | \N | 0 | 30 | \N | \N | \N | \N | \N | \N | Full Prod | omega-perf | \N | AELX | 2022-03-07 09:07:00 | AELX | 2022-03-07 09:07:00
1328 | 208701 | Vestas | 57 | V126-3.6MW | 93 | measured_average_2020 | \N | \N | \N | 0 | 30 | \N | \N | \N | \N | \N | \N | Full Prod | omega-perf | \N | AELX | 2022-03-07 09:07:00 | AELX | 2022-03-07 09:07:00
1329 | 208702 | Vestas | 57 | V126-3.6MW | 93 | measured_average_2020 | \N | \N | \N | 0 | 30 | \N | \N | \N | \N | \N | \N | Full Prod | omega-perf | \N | AELX | 2022-03-07 09:07:00 | AELX | 2022-03-07 09:07:00
1330 | 208703 | Vestas | 57 | V126-3.6MW | 93 | measured_average_2020 | \N | \N | \N | 0 | 30 | \N | \N | \N | \N | \N | \N | Full Prod | omega-perf | \N | AELX | 2022-03-07 09:07:00 | AELX | 2022-03-07 09:07:00
1331 | 208704 | Vestas | 57 | V126-3.6MW | 93 | measured_average_2020 | \N | \N | \N | 0 | 30 | \N | \N | \N | \N | \N | \N | Full Prod | omega-perf | \N | AELX | 2022-03-07 09:07:00 | AELX | 2022-03-07 09:07:00
1332 | 208802 | SGRE | 49 | SG132-3.65MW | 90 | measured_average_2020 | \N | \N | \N | 0 | 30 | \N | \N | \N | \N | \N | \N | Full Prod | omega-perf | \N | AELX | 2022-03-07 09:07:00 | AELX | 2022-03-07 09:07:00
1333 | 208803 | SGRE | 49 | SG132-3.65MW | 90 | measured_average_2020 | \N | \N | \N | 0 | 30 | \N | \N | \N | \N | \N | \N | Full Prod | omega-perf | \N | AELX | 2022-03-07 09:07:00 | AELX | 2022-03-07 09:07:00
1334 | 208805 | SGRE | 49 | SG132-3.65MW | 90 | measured_average_2020 | \N | \N | \N | 0 | 30 | \N | \N | \N | \N | \N | \N | Full Prod | omega-perf | \N | AELX | 2022-03-07 09:07:00 | AELX | 2022-03-07 09:07:00
1335 | 208808 | SGRE | 49 | SG132-3.65MW | 90 | measured_average_2020 | \N | \N | \N | 0 | 30 | \N | \N | \N | \N | \N | \N | Full Prod | omega-perf | \N | AELX | 2022-03-07 09:07:00 | AELX | 2022-03-07 09:07:00
1336 | 208811 | SGRE | 49 | SG132-3.65MW | 90 | measured_average_2020 | \N | \N | \N | 0 | 30 | \N | \N | \N | \N | \N | \N | Full Prod | omega-perf | \N | AELX | 2022-03-07 09:07:00 | AELX | 2022-03-07 09:07:00
1337 | 208813 | SGRE | 49 | SG132-3.65MW | 90 | measured_average_2020 | \N | \N | \N | 0 | 30 | \N | \N | \N | \N | \N | \N | Full Prod | omega-perf | \N | AELX | 2022-03-07 09:07:00 | AELX | 2022-03-07 09:07:00
1338 | 208801 | SGRE | 49 | SG132-3.65MW | 90 | measured_average_2020 | \N | \N | \N | 0 | 30 | \N | \N | \N | \N | \N | \N | Full Prod | omega-perf | \N | AELX | 2022-03-07 09:07:00 | AELX | 2022-03-07 09:07:00
1339 | 208804 | SGRE | 49 | SG132-3.65MW | 90 | measured_average_2020 | \N | \N | \N | 0 | 30 | \N | \N | \N | \N | \N | \N | Full Prod | omega-perf | \N | AELX | 2022-03-07 09:07:00 | AELX | 2022-03-07 09:07:00
1340 | 208806 | SGRE | 49 | SG132-3.65MW | 90 | measured_average_2020 | \N | \N | \N | 0 | 30 | \N | \N | \N | \N | \N | \N | Full Prod | omega-perf | \N | AELX | 2022-03-07 09:07:00 | AELX | 2022-03-07 09:07:00
1341 | 208807 | SGRE | 49 | SG132-3.65MW | 90 | measured_average_2020 | \N | \N | \N | 0 | 30 | \N | \N | \N | \N | \N | \N | Full Prod | omega-perf | \N | AELX | 2022-03-07 09:07:00 | AELX | 2022-03-07 09:07:00
1342 | 208809 | SGRE | 49 | SG132-3.65MW | 90 | measured_average_2020 | \N | \N | \N | 0 | 30 | \N | \N | \N | \N | \N | \N | Full Prod | omega-perf | \N | AELX | 2022-03-07 09:07:00 | AELX | 2022-03-07 09:07:00
1343 | 208810 | SGRE | 49 | SG132-3.65MW | 90 | measured_average_2020 | \N | \N | \N | 0 | 30 | \N | \N | \N | \N | \N | \N | Full Prod | omega-perf | \N | AELX | 2022-03-07 09:07:00 | AELX | 2022-03-07 09:07:00
1344 | 208812 | SGRE | 49 | SG132-3.65MW | 90 | measured_average_2020 | \N | \N | \N | 0 | 30 | \N | \N | \N | \N | \N | \N | Full Prod | omega-perf | \N | AELX | 2022-03-07 09:07:00 | AELX | 2022-03-07 09:07:00
1345 | 208901 | Nordex | 34 | N131-3MW | 96 | measured_average_2020 | \N | \N | \N | 0 | 30 | \N | \N | \N | \N | \N | \N | Full Prod | omega-perf | \N | AELX | 2022-03-07 09:07:00 | AELX | 2022-03-07 09:07:00
1346 | 208902 | Nordex | 34 | N131-3MW | 96 | measured_average_2020 | \N | \N | \N | 0 | 30 | \N | \N | \N | \N | \N | \N | Full Prod | omega-perf | \N | AELX | 2022-03-07 09:07:00 | AELX | 2022-03-07 09:07:00
1347 | 208903 | Nordex | 34 | N131-3MW | 96 | measured_average_2020 | \N | \N | \N | 0 | 30 | \N | \N | \N | \N | \N | \N | Full Prod | omega-perf | \N | AELX | 2022-03-07 09:07:00 | AELX | 2022-03-07 09:07:00
1348 | 208904 | Nordex | 34 | N131-3MW | 96 | measured_average_2020 | \N | \N | \N | 0 | 30 | \N | \N | \N | \N | \N | \N | Full Prod | omega-perf | \N | AELX | 2022-03-07 09:07:00 | AELX | 2022-03-07 09:07:00
1349 | 208905 | Nordex | 34 | N131-3MW | 96 | measured_average_2020 | \N | \N | \N | 0 | 30 | \N | \N | \N | \N | \N | \N | Full Prod | omega-perf | \N | AELX | 2022-03-07 09:07:00 | AELX | 2022-03-07 09:07:00
1350 | 236 | Vestas | 57 | V112-3.45MW | 50 | V112-3.45MW-Normal-Mode-SO | Exhibit 03.01 - Warranted Power Curve_Final- Les Coteaux.pdf | \N | \N | 3 | 25 | 13.5 | 3450 | 1.2 | \N | \N | \N | \N | \N | \N | MUPO | 2022-04-04 14:00:00 | MUPO | 2022-04-04 14:00:00
1351 | 237 | Vestas | 57 | V112-3.45MW | 50 | V112-3.45MW-Noise-SO3 | Exhibit 03.01 - Warranted Power Curve_Final- Les Coteaux.pdf | \N | \N | 3 | 25 | 13.5 | 3450 | 1.2 | \N | \N | \N | \N | \N | \N | MUPO | 2022-04-04 14:00:00 | MUPO | 2022-04-04 14:00:00
1352 | 239 | Vestas | 57 | V117-3.45MW | 52 | V117 - 3.45 MW - Level 1 | Exhibit 03.01 - Warranted Power Curve_Allainville_V117_3.45MW_amendment.docx | \N | \N | 3 | 25 | 17 | 3450 | 1.2 | \N | \N | \N | Acoustic Curtailment | omega-perf | \N | FRD | 2022-05-25 00:00:00 | FRD | 2022-05-25 00:00:00
1353 | 240 | Vestas | 57 | V117-3.45MW | 52 | V117 - 3.45 MW - Level 2 | Exhibit 03.01 - Warranted Power Curve_Allainville_V117_3.45MW_amendment.docx | \N | \N | 3 | 25 | 25 | 3360 | 1.2 | \N | \N | \N | Acoustic Curtailment | omega-perf | \N | FRD | 2022-05-25 00:00:00 | FRD | 2022-05-25 00:00:00
1354 | 241 | Vestas | 57 | V117-3.45MW | 52 | V117 - 3.45 MW - Level 3 | Exhibit 03.01 - Warranted Power Curve_Allainville_V117_3.45MW_amendment.docx | \N | \N | 3 | 25 | 25 | 2994 | 1.2 | \N | \N | \N | Acoustic Curtailment | omega-perf | \N | FRD | 2022-05-25 00:00:00 | FRD | 2022-05-25 00:00:00
1355 | 242 | Vestas | 57 | V117-3.45MW | 51 | V117 - 3.3 MW - Level 4 | Exhibit 03.01 - Warranted Power Curve_Allainville_V117_3.45MW_amendment.docx | \N | \N | 3 | 25 | 9 | 1291 | 1.2 | \N | \N | \N | Acoustic Curtailment | omega-perf | \N | FRD | 2022-05-25 00:00:00 | FRD | 2022-05-25 00:00:00
1356 | 238 | Siemens | 48 | SWT113-3,2MW | 43 | Ref curve of MAZU | \N | \N | \N | 2.5 | 30 | 13 | 3200 | \N | \N | \N | \N | \N | To be updated | \N | RTC | 2022-05-25 00:00:00 | RTC | 2022-05-25 00:00:00
1357 | 243 | Vestas | 57 | V112-3.6MW | 52 | V112 - 3.6 MW | \N | \N | \N | 3 | 25 | 14 | 3600 | \N | \N | \N | \N | \N | \N | \N | AAN | 2022-07-18 14:00:00 | AAN | 2022-07-18 14:00:00
1358 | 194 | Vestas | 57 | V100-2.2MW | 46 | Level 2 | \N | \N | \N | 3 | 22 | \N | \N | \N | \N | \N | \N | Acoustic Curtailment | DB PDA | \N | AELX | 2022-08-16 00:00:00 | AELX | 2022-08-16 00:00:00
1359 | 193 | Vestas | 57 | V100-2.2MW | 46 | Level 1 | \N | \N | \N | 3 | 22 | \N | \N | \N | \N | \N | \N | Acoustic Curtailment | DB PDA | \N | AELX | 2022-08-16 00:00:00 | AELX | 2022-08-16 00:00:00
1360 | 192 | Senvion | 46 | MM92-2.05MW | 29 | SMII TC Level 1 | \N | \N | \N | 3 | 25 | \N | \N | \N | \N | \N | \N | Acoustic Curtailment | DB PDA | \N | AELX | 2022-08-16 00:00:00 | AELX | 2022-08-16 00:00:00
1361 | 191 | Enercon | 12 | E70-2.3MW | 8 | Level 3 | \N | \N | \N | 3 | 25 | \N | \N | \N | \N | \N | \N | Acoustic Curtailment | DB PDA | \N | AELX | 2022-08-16 00:00:00 | AELX | 2022-08-16 00:00:00
1362 | 190 | Nordex | 34 | N117-3.3MW | \N | Level 6 | \N | \N | \N | 3 | 25 | \N | \N | \N | \N | \N | \N | Acoustic Curtailment | DB PDA | \N | AELX | 2022-08-16 00:00:00 | AELX | 2022-08-16 00:00:00
1363 | 188 | Nordex | 34 | N117-3.6MW | 91 | Level 6 | \N | \N | \N | 3 | 25 | \N | \N | \N | \N | \N | \N | Acoustic Curtailment | DB PDA | \N | AELX | 2022-08-16 00:00:00 | AELX | 2022-08-16 00:00:00
1364 | 187 | Nordex | 34 | N117-3.6MW | 91 | Level 4 | \N | \N | \N | 3 | 25 | \N | \N | \N | \N | \N | \N | Acoustic Curtailment | DB PDA | \N | AELX | 2022-08-16 00:00:00 | AELX | 2022-08-16 00:00:00
1365 | 186 | Nordex | 34 | N117-3.6MW | 91 | Level 1 | \N | \N | \N | 3 | 25 | \N | \N | \N | \N | \N | \N | Acoustic Curtailment | DB PDA | \N | AELX | 2022-08-16 00:00:00 | AELX | 2022-08-16 00:00:00
1366 | 184 | Enercon | 12 | E82-2.35MW | \N | Level 4 | \N | \N | \N | 3 | 25 | \N | \N | \N | \N | \N | \N | Acoustic Curtailment | DB PDA | \N | AELX | 2022-08-16 00:00:00 | AELX | 2022-08-16 00:00:00
1367 | 183 | Enercon | 12 | E82-2.35MW | \N | Level 3 | \N | \N | \N | 3 | 25 | \N | \N | \N | \N | \N | \N | Acoustic Curtailment | DB PDA | \N | AELX | 2022-08-16 00:00:00 | AELX | 2022-08-16 00:00:00
1368 | 182 | Enercon | 12 | E82-2.35MW | \N | Level 2 | \N | \N | \N | 3 | 25 | \N | \N | \N | \N | \N | \N | Acoustic Curtailment | DB PDA | \N | AELX | 2022-08-16 00:00:00 | AELX | 2022-08-16 00:00:00
1369 | 178 | Enercon | 12 | E82-3.0MW | 11 | Level 1 | \N | \N | \N | 3 | 25 | \N | \N | \N | \N | \N | \N | Acoustic Curtailment | DB PDA | \N | AELX | 2022-08-16 00:00:00 | AELX | 2022-08-16 00:00:00
1370 | 176 | Vestas | 57 | V117-3.3MW | \N | Level 4 | \N | \N | \N | 3 | 25 | \N | \N | \N | \N | \N | \N | Acoustic Curtailment | DB PDA | \N | AELX | 2022-08-16 00:00:00 | AELX | 2022-08-16 00:00:00
1371 | 175 | Vestas | 57 | V117-3.3MW | \N | Level 3 | \N | \N | \N | 3 | 25 | \N | \N | \N | \N | \N | \N | Acoustic Curtailment | DB PDA | \N | AELX | 2022-08-16 00:00:00 | AELX | 2022-08-16 00:00:00
1372 | 174 | Vestas | 57 | V117-3.3MW | \N | Level 2 | \N | \N | \N | 3 | 25 | \N | \N | \N | \N | \N | \N | Acoustic Curtailment | DB PDA | \N | AELX | 2022-08-16 00:00:00 | AELX | 2022-08-16 00:00:00
1373 | 173 | Vestas | 57 | V117-3.3MW | \N | Level 1 | \N | \N | \N | 3 | 25 | \N | \N | \N | \N | \N | \N | Acoustic Curtailment | DB PDA | \N | AELX | 2022-08-16 00:00:00 | AELX | 2022-08-16 00:00:00
1374 | 171 | Enercon | 12 | E70-2.3MW | 8 | Level 3 - 102,8 dB(A) | \N | \N | \N | 3 | 25 | \N | \N | \N | \N | \N | \N | Acoustic Curtailment | DB PDA | \N | AELX | 2022-08-16 00:00:00 | AELX | 2022-08-16 00:00:00
1375 | 170 | Enercon | 12 | E70-2.3MW | 8 | Level 1 | \N | \N | \N | 3 | 25 | \N | \N | \N | \N | \N | \N | Acoustic Curtailment | DB PDA | \N | AELX | 2022-08-16 00:00:00 | AELX | 2022-08-16 00:00:00
1376 | 163 | Gamesa | 17 | G90-2.0MW | 20 | Level 1 | \N | \N | \N | 3 | 25 | \N | \N | \N | \N | \N | \N | Acoustic Curtailment | DB PDA | \N | AELX | 2022-08-16 00:00:00 | AELX | 2022-08-16 00:00:00
1377 | 162 | Gamesa | 17 | G90-2.0MW | 20 | NRS C | \N | \N | \N | 3 | 25 | \N | \N | \N | \N | \N | \N | Acoustic Curtailment | DB PDA | \N | AELX | 2022-08-16 00:00:00 | AELX | 2022-08-16 00:00:00
1378 | 161 | Gamesa | 17 | G90-2.0MW | 20 | NRS B | \N | \N | \N | 3 | 25 | \N | \N | \N | \N | \N | \N | Acoustic Curtailment | DB PDA | \N | AELX | 2022-08-16 00:00:00 | AELX | 2022-08-16 00:00:00
1379 | 160 | Gamesa | 17 | G90-2.0MW | 20 | NRS A | \N | \N | \N | 3 | 25 | \N | \N | \N | \N | \N | \N | Acoustic Curtailment | DB PDA | \N | AELX | 2022-08-16 00:00:00 | AELX | 2022-08-16 00:00:00
1380 | 158 | Vestas | 57 | V126-3.3MW | 53 | Level 4 | \N | \N | \N | 3 | 25 | \N | \N | \N | \N | \N | \N | Acoustic Curtailment | DB PDA | \N | AELX | 2022-08-16 00:00:00 | AELX | 2022-08-16 00:00:00
1381 | 150 | Vestas | 57 | V90-2.0MW | 58 | Level 2 | \N | \N | \N | 4 | 25 | \N | \N | \N | \N | \N | \N | Acoustic Curtailment | DB PDA | \N | AELX | 2022-08-16 00:00:00 | AELX | 2022-08-16 00:00:00
1382 | 148 | Vestas | 57 | V80-2.0MW | 57 | Level 4 | \N | \N | \N | 4 | 25 | \N | \N | \N | \N | \N | \N | Acoustic Curtailment | DB PDA | \N | AELX | 2022-08-16 00:00:00 | AELX | 2022-08-16 00:00:00
1383 | 147 | Vestas | 57 | V80-2.0MW | 57 | Level 3 | \N | \N | \N | 4 | 25 | \N | \N | \N | \N | \N | \N | Acoustic Curtailment | DB PDA | \N | AELX | 2022-08-16 00:00:00 | AELX | 2022-08-16 00:00:00
1384 | 146 | Vestas | 57 | V80-2.0MW | 57 | Level 2 | \N | \N | \N | 4 | 25 | \N | \N | \N | \N | \N | \N | Acoustic Curtailment | DB PDA | \N | AELX | 2022-08-16 00:00:00 | AELX | 2022-08-16 00:00:00
1385 | 145 | Vestas | 57 | V80-2.0MW | 57 | Level 1 | \N | \N | \N | 4 | 25 | \N | \N | \N | \N | \N | \N | Acoustic Curtailment | DB PDA | \N | AELX | 2022-08-16 00:00:00 | AELX | 2022-08-16 00:00:00
1386 | 144 | Enercon | 12 | E70-2.3MW | 8 | Level 2 | \N | \N | \N | 2 | 25 | \N | \N | \N | \N | \N | \N | Acoustic Curtailment | DB PDA | \N | AELX | 2022-08-16 00:00:00 | AELX | 2022-08-16 00:00:00
1387 | 143 | Enercon | 12 | E70-2.3MW | 8 | Level 1 | \N | \N | \N | 2 | 25 | \N | \N | \N | \N | \N | \N | Acoustic Curtailment | DB PDA | \N | AELX | 2022-08-16 00:00:00 | AELX | 2022-08-16 00:00:00
1388 | 140 | Vestas | 57 | V90-3.0MW | 59 | ALLA-Mode6 | \N | \N | \N | 4 | 25 | \N | \N | \N | \N | \N | \N | Acoustic Curtailment | DB PDA | \N | AELX | 2022-08-16 00:00:00 | AELX | 2022-08-16 00:00:00
1389 | 139 | Senvion | 46 | MM82-2.0MW | 28 | SMII TC VEUL | \N | \N | \N | 4 | 25 | \N | \N | \N | \N | \N | \N | Acoustic Curtailment | DB PDA | \N | AELX | 2022-08-16 00:00:00 | AELX | 2022-08-16 00:00:00
1390 | 113 | Gamesa | 17 | G87-2.0MW | 19 | Level 5 | \N | \N | \N | 4 | 25 | \N | \N | \N | \N | \N | \N | Acoustic Curtailment | DB PDA | \N | AELX | 2022-08-16 00:00:00 | AELX | 2022-08-16 00:00:00
1391 | 112 | Gamesa | 17 | G87-2.0MW | 19 | Level 4 | \N | \N | \N | 4 | 25 | \N | \N | \N | \N | \N | \N | Acoustic Curtailment | DB PDA | \N | AELX | 2022-08-16 00:00:00 | AELX | 2022-08-16 00:00:00
1392 | 111 | Gamesa | 17 | G87-2.0MW | 19 | Level 3 | \N | \N | \N | 4 | 25 | \N | \N | \N | \N | \N | \N | Acoustic Curtailment | DB PDA | \N | AELX | 2022-08-16 00:00:00 | AELX | 2022-08-16 00:00:00
1393 | 141 | Vestas | 57 | V90-2.0MW | 58 | BDBS-Level 4 | \N | \N | \N | 4 | 25 | \N | \N | \N | \N | \N | \N | Acoustic Curtailment | DB PDA | \N | AELX | 2022-08-16 00:00:00 | AELX | 2022-08-16 00:00:00
1394 | 142 | Vestas | 57 | V90-2.0MW | 58 | BDBS-Level 6 | \N | \N | \N | 4 | 25 | \N | \N | \N | \N | \N | \N | Acoustic Curtailment | DB PDA | \N | AELX | 2022-08-16 00:00:00 | AELX | 2022-08-16 00:00:00
1395 | 244 | Siemens | 48 | SWT3.0-101 | \N | Std-4dB | \N | \N | \N | 3 | 25 | \N | \N | \N | \N | \N | \N | Acoustic Curtailment | GA FR | \N | AELX | 2022-08-16 00:00:00 | AELX | 2022-08-16 00:00:00
1396 | 245 | Siemens | 48 | SWT3.0-101 | \N | Std-5dB | \N | \N | \N | 3 | 25 | \N | \N | \N | \N | \N | \N | Acoustic Curtailment | GA FR | \N | AELX | 2022-08-16 00:00:00 | AELX | 2022-08-16 00:00:00
1397 | 246 | Siemens | 48 | SWT3.0-101 | \N | Std-6dB | \N | \N | \N | 3 | 25 | \N | \N | \N | \N | \N | \N | Acoustic Curtailment | GA FR | \N | AELX | 2022-08-16 00:00:00 | AELX | 2022-08-16 00:00:00
1398 | 247 | Siemens | 48 | SWT3.0-101 | \N | Custom | \N | \N | \N | 3 | 25 | \N | \N | \N | \N | \N | \N | Acoustic Curtailment | GA FR | \N | AELX | 2022-08-16 00:00:00 | AELX | 2022-08-16 00:00:00
1399 | 248 | Vestas | 57 | V126-3.0MW | 92 | SO11 | \N | \N | \N | 3 | 25 | \N | \N | 1.225 | \N | \N | \N | Acoustic Curtailment | GA FR | \N | AELX | 2022-08-16 00:00:00 | AELX | 2022-08-16 00:00:00
1400 | 249 | Vestas | 57 | V126-3.0MW | 92 | SO2 | \N | \N | \N | 3 | 25 | \N | \N | 1.225 | \N | \N | \N | Acoustic Curtailment | GA FR | \N | AELX | 2022-08-16 00:00:00 | AELX | 2022-08-16 00:00:00
1401 | 250 | Siemens | 48 | SWT113-3,2MW | 43 | Mode 5 | \N | \N | \N | 3 | 25 | \N | \N | \N | \N | \N | \N | Acoustic Curtailment | GA FR | \N | AELX | 2022-08-16 00:00:00 | AELX | 2022-08-16 00:00:00
1402 | 251 | Siemens | 48 | SWT113-3,2MW | 43 | -0.5dB | \N | \N | \N | 3 | 25 | \N | \N | \N | \N | \N | \N | Acoustic Curtailment | GA FR | \N | AELX | 2022-08-16 00:00:00 | AELX | 2022-08-16 00:00:00
1403 | 252 | Siemens | 48 | SWT113-3,2MW | 43 | -1.5dB | \N | \N | \N | 3 | 25 | \N | \N | \N | \N | \N | \N | Acoustic Curtailment | WONDER | \N | AELX | 2022-08-16 00:00:00 | AELX | 2022-08-16 00:00:00
1404 | 253 | Siemens | 48 | SWT113-3,2MW | 43 | -4.5dB | \N | \N | \N | 3 | 25 | \N | \N | \N | \N | \N | \N | Acoustic Curtailment | WONDER | \N | AELX | 2022-08-16 00:00:00 | AELX | 2022-08-16 00:00:00
1405 | 254 | Siemens | 48 | SWT113-3,2MW | 43 | -6.5dB | \N | \N | \N | 3 | 25 | \N | \N | \N | \N | \N | \N | Acoustic Curtailment | WONDER | \N | AELX | 2022-08-16 00:00:00 | AELX | 2022-08-16 00:00:00
1406 | 255 | Enercon | 12 | E70-2.3MW | 8 | PLOS-Mode II | \N | \N | \N | 3 | 25 | \N | \N | \N | \N | \N | \N | Acoustic Curtailment | WONDER | \N | AELX | 2022-08-16 00:00:00 | AELX | 2022-08-16 00:00:00
1407 | 256 | Enercon | 12 | E70-2.3MW | 8 | PLOS-Mode III | \N | \N | \N | 3 | 25 | \N | \N | \N | \N | \N | \N | Acoustic Curtailment | WONDER | \N | AELX | 2022-08-16 00:00:00 | AELX | 2022-08-16 00:00:00
1408 | 257 | Enercon | 12 | E70-2.3MW | 8 | PLOS-Mode IV | \N | \N | \N | 3 | 25 | \N | \N | \N | \N | \N | \N | Acoustic Curtailment | WONDER | \N | AELX | 2022-08-16 00:00:00 | AELX | 2022-08-16 00:00:00
1409 | 258 | Enercon | 12 | E70-2.0MW | 7 | SALL-Mode IV | \N | \N | \N | 3 | 25 | \N | \N | \N | \N | \N | \N | Acoustic Curtailment | WONDER | \N | AELX | 2022-08-16 00:00:00 | AELX | 2022-08-16 00:00:00
1410 | 259 | Enercon | 12 | E82-2.3MW E2 | 10 | FAYD-Mode 1kW | \N | \N | \N | 2 | 20 | \N | \N | \N | \N | \N | \N | Acoustic Curtailment | WONDER | \N | AELX | 2022-08-16 00:00:00 | AELX | 2022-08-16 00:00:00
1411 | 260 | Enercon | 12 | E82-2.3MW E2 | 10 | FAYD-Mode 1.5kW | \N | \N | \N | 2 | 20 | \N | \N | \N | \N | \N | \N | Acoustic Curtailment | WONDER | \N | AELX | 2022-08-16 00:00:00 | AELX | 2022-08-16 00:00:00
1412 | 261 | Enercon | 12 | E82-2.3MW E2 | 10 | FAYD-Mode 2kW | \N | \N | \N | 2 | 20 | \N | \N | \N | \N | \N | \N | Acoustic Curtailment | WONDER | \N | AELX | 2022-08-16 00:00:00 | AELX | 2022-08-16 00:00:00
1413 | 262 | Enercon | 12 | E70-2.0MW | 7 | Level 1 | \N | \N | \N | 3 | 25 | \N | \N | \N | \N | \N | \N | Acoustic Curtailment | GA FR | \N | AELX | 2022-08-16 00:00:00 | AELX | 2022-08-16 00:00:00
1414 | 263 | Enercon | 12 | E70-2.0MW | 7 | Level 2 | \N | \N | \N | 3 | 25 | \N | \N | \N | \N | \N | \N | Acoustic Curtailment | GA FR | \N | AELX | 2022-08-16 00:00:00 | AELX | 2022-08-16 00:00:00
1415 | 264 | Gamesa | 17 | G80-2.0MW | 18 | 99.6dB - Level 1 | \N | \N | \N | 4 | 25 | \N | 2000 | \N | \N | \N | \N | Acoustic Curtailment | GA FR | \N | AELX | 2022-08-19 00:00:00 | AELX | 2022-08-19 00:00:00
1416 | 265 | Gamesa | 17 | G80-2.0MW | 18 | 100.4dB - Level 2 | \N | \N | \N | 4 | 25 | \N | 2000 | \N | \N | \N | \N | Acoustic Curtailment | GA FR | \N | AELX | 2022-08-19 00:00:00 | AELX | 2022-08-19 00:00:00
1417 | 266 | Gamesa | 17 | G80-2.0MW | 18 | 101.1dB - Level 3 | \N | \N | \N | 4 | 25 | \N | 2000 | \N | \N | \N | \N | Acoustic Curtailment | GA FR | \N | AELX | 2022-08-19 00:00:00 | AELX | 2022-08-19 00:00:00
1418 | 267 | Gamesa | 17 | G80-2.0MW | 18 | 101.4dB - Level 4 | \N | \N | \N | 4 | 25 | \N | 2000 | \N | \N | \N | \N | Acoustic Curtailment | GA FR | \N | AELX | 2022-08-19 00:00:00 | AELX | 2022-08-19 00:00:00
1419 | 268 | Gamesa | 17 | G80-2.0MW | 18 | 102.4dB - Level 5 | \N | \N | \N | 4 | 25 | \N | 2000 | \N | \N | \N | \N | Acoustic Curtailment | GA FR | \N | AELX | 2022-08-19 00:00:00 | AELX | 2022-08-19 00:00:00
1420 | 269 | GE | 120 | Haliade 150-6MW | 24 | calc_PR_50 | \N | \N | \N | 3 | 25 | 16.5 | 6000 | 1.22 | \N | \N | pitch | Full Prod | AO Offshore | \N | QCL | 2022-09-20 11:00:00 | QCL | 2022-09-20 11:00:00
1421 | 270 | Vestas | 57 | V110-2.2MW | 48 | Mode 0 | \N | \N | \N | 3 | 20 | 12 | 2200 | 1.209 | \N | \N | \N | Full Prod | GA FR | \N | maurc | 2022-10-26 16:00:00 | maurc | 2022-10-26 16:00:00
1422 | 271 | Vestas | 57 | V110-2.2MW | 48 | Mode 1 | \N | \N | \N | 3 | 20 | 12 | 2200 | 1.209 | \N | \N | \N | Acoustic Curtailment | GA FR | \N | maurc | 2022-10-26 16:00:00 | maurc | 2022-10-26 16:00:00
1423 | 272 | Vestas | 57 | V110-2.2MW | 48 | Mode 4 | \N | \N | \N | 3 | 20 | 12 | 2200 | 1.209 | \N | \N | \N | Acoustic Curtailment | GA FR | \N | maurc | 2022-10-26 16:00:00 | maurc | 2022-10-26 16:00:00
1424 | 273 | Nordex | 34 | N117-3.6MW | 91 | Level 5 | \N | \N | \N | 3 | 25 | \N | \N | 1.25 | \N | \N | \N | Acoustic Curtailment | omega-perf | \N | AELX | 2022-11-14 00:00:00 | AELX | 2022-11-14 00:00:00
1425 | 274 | Vestas | 57 | V90-2.0MW | 58 | BDBS-L4.M0.L1.14 | \N | \N | \N | 4 | 25 | 14 | 1840 | 1.15 | \N | \N | \N | Load & Power Mode | omega-perf | \N | FCDU | 2022-12-07 11:30:00 | FCDU | 2022-12-07 11:30:00
1426 | 275 | Vestas | 57 | V90-2.0MW | 58 | BDBS-L4.M0.L1.20 | \N | \N | \N | 4 | 25 | 16 | 2000 | 1.15 | \N | \N | \N | Load & Power Mode | omega-perf | \N | FCDU | 2022-12-07 11:30:00 | FCDU | 2022-12-07 11:30:00
1427 | 276 | Nordex | 34 | N131-3MW | 96 | N131-3MW | \N | \N | \N | 3 | 25 | 10 | 3000 | 1.175 | \N | \N | \N | Full Prod | Nordex | \N | maurc | 2022-12-08 16:00:00 | maurc | 2022-12-08 16:00:01
1428 | 277 | Vestas | 57 | V136-3.6MW | 70 | V136-3.6MW | \N | \N | \N | 3 | 22.5 | 11.5 | 3600 | 1.225 | \N | \N | \N | Full Prod | Vestas | \N | maurc | 2022-02-03 16:00:00 | maurc | 2022-02-03 16:00:00
1429 | 278 | Vestas | 57 | V110-2.2MW | 48 | Mode 0 | \N | \N | \N | 3 | 25 | 12 | 2200 | 1.175 | \N | \N | \N | Full Prod | GA FR | \N | AELX | 2023-02-14 10:00:00 | AELX | 2023-02-14 10:00:00
1430 | 279 | GE | 120 | GE3.2-130 | 71 | standard | \N | \N | \N | 3 | 25 | \N | 3230 | 1.225 | \N | \N | \N | Full Prod | \N | \N | MUPO | 2022-02-14 12:00:00 | MUPO | 2022-02-14 12:00:00
1431 | 280 | GE | 120 | GE3.2-130 | 71 | NRO 103 | \N | \N | \N | 3 | 25 | \N | 2750 | 1.225 | \N | \N | \N | \N | \N | \N | MUPO | 2022-02-14 12:00:00 | MUPO | 2022-02-14 12:00:00
1432 | 281 | GE | 120 | GE3.2-130 | 71 | NRO 104 | \N | \N | \N | 3 | 25 | \N | 2880 | 1.225 | \N | \N | \N | \N | \N | \N | MUPO | 2022-02-14 12:00:00 | MUPO | 2022-02-14 12:00:00
1433 | 282 | Vestas | 57 | V110-2.2MW | 48 | Mode 0 | \N | \N | \N | 3 | 22 | 12 | 2200 | 1.193 | \N | \N | \N | Full Prod | GA FR | \N | AELX | 2023-02-16 10:00:00 | AELX | 2023-02-16 10:00:00
1434 | 283 | Nordex | 34 | N117-3.0MW | 91 | Mode 0 | F008_274_A13_EN | Rev00 | 2018-10-05 | 3 | 25 | 12.5 | 3000 | 1.125 | \N | \N | pitch | Acoustic Curtailment | Nordex | \N | FCDU | 2023-03-01 13:15:00 | FCDU | 2023-03-03 13:30:00
1435 | 284 | Nordex | 34 | N117-3.0MW | 91 | Mode 1 | F008_274_A13_EN | Rev00 | 2018-10-05 | 3 | 25 | 13 | 3000 | 1.125 | \N | \N | pitch | Acoustic Curtailment | Nordex | \N | FCDU | 2023-03-01 13:15:00 | FCDU | 2023-03-03 13:30:00
1436 | 285 | Nordex | 34 | N117-3.0MW | 91 | Mode 2 | F008_274_A13_EN | Rev00 | 2018-10-05 | 3 | 25 | 13 | 3000 | 1.125 | \N | \N | pitch | Acoustic Curtailment | Nordex | \N | FCDU | 2023-03-01 13:15:00 | FCDU | 2023-03-03 13:30:00
1437 | 286 | Nordex | 34 | N117-3.0MW | 91 | Mode 5 | F008_274_A13_EN | Rev00 | 2018-10-05 | 3 | 25 | 14 | 2910 | 1.125 | \N | \N | pitch | Acoustic Curtailment | Nordex | \N | FCDU | 2023-03-01 13:15:00 | FCDU | 2023-03-03 13:30:00
1438 | 287 | Nordex | 34 | N117-3.0MW | 91 | Mode 6 | F008_274_A13_EN | Rev00 | 2018-10-05 | 3 | 25 | 14.5 | 2840 | 1.125 | \N | \N | pitch | Acoustic Curtailment | Nordex | \N | FCDU | 2023-03-01 13:15:00 | FCDU | 2023-03-03 13:30:00
1439 | 288 | Nordex | 34 | N117-3.0MW | 91 | Mode 7 | F008_274_A13_EN | Rev00 | 2018-10-05 | 3 | 25 | 14.5 | 2780 | 1.125 | \N | \N | pitch | Acoustic Curtailment | Nordex | \N | FCDU | 2023-03-01 13:15:00 | FCDU | 2023-03-03 13:30:00
1440 | 289 | Nordex | 34 | N117-3.0MW | 91 | Mode 8 | F008_274_A13_EN | Rev00 | 2018-10-05 | 3 | 25 | 14.5 | 2720 | 1.125 | \N | \N | pitch | Acoustic Curtailment | Nordex | \N | FCDU | 2023-03-01 13:15:00 | FCDU | 2023-03-03 13:30:00
1441 | 290 | Nordex | 34 | N117-3.0MW | 91 | Mode 9 | F008_274_A13_EN | Rev00 | 2018-10-05 | 3 | 25 | 14.5 | 2660 | 1.125 | \N | \N | pitch | Acoustic Curtailment | Nordex | \N | FCDU | 2023-03-01 13:15:00 | FCDU | 2023-03-03 13:30:00
1442 | 291 | Nordex | 34 | N117-3.0MW | 91 | Mode 10 | F008_274_A13_EN | Rev00 | 2018-10-05 | 3 | 22 | 14.5 | 2590 | 1.125 | \N | \N | pitch | Acoustic Curtailment | Nordex | \N | FCDU | 2023-03-01 13:15:00 | FCDU | 2023-03-03 13:30:00
1443 | 292 | Nordex | 34 | N117-3.0MW | 91 | Mode 11 | F008_274_A13_EN | Rev00 | 2018-10-05 | 3 | 22 | 15 | 2530 | 1.125 | \N | \N | pitch | Acoustic Curtailment | Nordex | \N | FCDU | 2023-03-01 13:15:00 | FCDU | 2023-03-03 13:30:00
1444 | 293 | Nordex | 34 | N117-3.0MW | 91 | Mode 12 | F008_274_A13_EN | Rev00 | 2018-10-05 | 3 | 20 | 15 | 2470 | 1.125 | \N | \N | pitch | Acoustic Curtailment | Nordex | \N | FCDU | 2023-03-01 13:15:00 | FCDU | 2023-03-03 13:30:00
1445 | 294 | Nordex | 34 | N131-3.0MW | 96 | Mode 5 | TSIA-Exhibit03.02_AcousticalWarranty-Roussac | Revision09 | 2018-11-21 | 3 | 22 | 11.5 | 2920 | 1.175 | \N | \N | pitch | Acoustic Curtailment | Nordex | \N | FCDU | 2023-03-03 13:30:00 | FCDU | 2023-03-03 13:30:00
1446 | 295 | Nordex | 34 | N131-3.0MW | 96 | Mode 6 | TSIA-Exhibit03.02_AcousticalWarranty-Roussac | Revision09 | 2018-11-21 | 3 | 22 | 11.5 | 2860 | 1.175 | \N | \N | pitch | Acoustic Curtailment | Nordex | \N | FCDU | 2023-03-03 13:30:00 | FCDU | 2023-03-03 13:30:00
1447 | 296 | Nordex | 34 | N131-3.0MW | 96 | Mode 8 | TSIA-Exhibit03.02_AcousticalWarranty-Roussac | Revision09 | 2018-11-21 | 3 | 22 | 11.5 | 2730 | 1.175 | \N | \N | pitch | Acoustic Curtailment | Nordex | \N | FCDU | 2023-03-03 13:30:00 | FCDU | 2023-03-03 13:30:00
1448 | 297 | Nordex | 34 | N131-3.0MW | 96 | Mode 10 | TSIA-Exhibit03.02_AcousticalWarranty-Roussac | Revision09 | 2018-11-21 | 3 | 22 | 12 | 2610 | 1.175 | \N | \N | pitch | Acoustic Curtailment | Nordex | \N | FCDU | 2023-03-03 13:30:00 | FCDU | 2023-03-03 13:30:00
1449 | 298 | Nordex | 34 | N131-3.0MW | 96 | Mode 12 | TSIA-Exhibit03.02_AcousticalWarranty-Roussac | Revision09 | 2018-11-21 | 3 | 22 | 12 | 2480 | 1.175 | \N | \N | pitch | Acoustic Curtailment | Nordex | \N | FCDU | 2023-03-03 13:30:00 | FCDU | 2023-03-03 13:30:00
1450 | 208906 | Nordex | 34 | N60-1.3MW | 36 | measured_average_2022 | \N | \N | \N | 0 | 30 | \N | \N | \N | \N | \N | \N | Full Prod | omega-perf | \N | FCDU | 2023-03-30 09:50:00 | FCDU | 2023-03-30 09:50:00
1451 | 208907 | Nordex | 34 | N60-1.3MW | 36 | measured_average_2022 | \N | \N | \N | 0 | 30 | \N | \N | \N | \N | \N | \N | Full Prod | omega-perf | \N | FCDU | 2023-03-30 09:50:00 | FCDU | 2023-03-30 09:50:00
1452 | 208908 | Nordex | 34 | N60-1.3MW | 36 | measured_average_2022 | \N | \N | \N | 0 | 30 | \N | \N | \N | \N | \N | \N | Full Prod | omega-perf | \N | FCDU | 2023-03-30 09:50:00 | FCDU | 2023-03-30 09:50:00
1453 | 208909 | Nordex | 34 | N60-1.3MW | 36 | measured_average_2022 | \N | \N | \N | 0 | 30 | \N | \N | \N | \N | \N | \N | Full Prod | omega-perf | \N | FCDU | 2023-03-30 09:50:00 | FCDU | 2023-03-30 09:50:00
1454 | 208910 | Nordex | 34 | N60-1.3MW | 36 | measured_average_2022 | \N | \N | \N | 0 | 30 | \N | \N | \N | \N | \N | \N | Full Prod | omega-perf | \N | FCDU | 2023-03-30 09:50:00 | FCDU | 2023-03-30 09:50:00
1455 | 208911 | Nordex | 34 | N60-1.3MW | 36 | measured_average_2022 | \N | \N | \N | 0 | 30 | \N | \N | \N | \N | \N | \N | Full Prod | omega-perf | \N | FCDU | 2023-03-30 09:50:00 | FCDU | 2023-03-30 09:50:00
1456 | 208912 | Nordex | 34 | N60-1.3MW | 36 | measured_average_2022 | \N | \N | \N | 0 | 30 | \N | \N | \N | \N | \N | \N | Full Prod | omega-perf | \N | FCDU | 2023-03-30 09:50:00 | FCDU | 2023-03-30 09:50:00
1457 | 208913 | Nordex | 34 | N60-1.3MW | 36 | measured_average_2022 | \N | \N | \N | 0 | 30 | \N | \N | \N | \N | \N | \N | Full Prod | omega-perf | \N | FCDU | 2023-03-30 09:50:00 | FCDU | 2023-03-30 09:50:00
1458 | 208914 | Nordex | 34 | N60-1.3MW | 36 | measured_average_2022 | \N | \N | \N | 0 | 30 | \N | \N | \N | \N | \N | \N | Full Prod | omega-perf | \N | FCDU | 2023-03-30 09:50:00 | FCDU | 2023-03-30 09:50:00
1459 | 308906 | Nordex | 34 | N60-1.3MW | 36 | measured_minimum_2022 | \N | \N | \N | 0 | 30 | \N | \N | \N | \N | \N | \N | Full Prod | omega-perf | \N | FCDU | 2023-03-30 09:50:00 | FCDU | 2023-03-30 09:50:00
1460 | 308907 | Nordex | 34 | N60-1.3MW | 36 | measured_minimum_2022 | \N | \N | \N | 0 | 30 | \N | \N | \N | \N | \N | \N | Full Prod | omega-perf | \N | FCDU | 2023-03-30 09:50:00 | FCDU | 2023-03-30 09:50:00
1461 | 308908 | Nordex | 34 | N60-1.3MW | 36 | measured_minimum_2022 | \N | \N | \N | 0 | 30 | \N | \N | \N | \N | \N | \N | Full Prod | omega-perf | \N | FCDU | 2023-03-30 09:50:00 | FCDU | 2023-03-30 09:50:00
1462 | 308909 | Nordex | 34 | N60-1.3MW | 36 | measured_minimum_2022 | \N | \N | \N | 0 | 30 | \N | \N | \N | \N | \N | \N | Full Prod | omega-perf | \N | FCDU | 2023-03-30 09:50:00 | FCDU | 2023-03-30 09:50:00
1463 | 308910 | Nordex | 34 | N60-1.3MW | 36 | measured_minimum_2022 | \N | \N | \N | 0 | 30 | \N | \N | \N | \N | \N | \N | Full Prod | omega-perf | \N | FCDU | 2023-03-30 09:50:00 | FCDU | 2023-03-30 09:50:00
1464 | 308911 | Nordex | 34 | N60-1.3MW | 36 | measured_minimum_2022 | \N | \N | \N | 0 | 30 | \N | \N | \N | \N | \N | \N | Full Prod | omega-perf | \N | FCDU | 2023-03-30 09:50:00 | FCDU | 2023-03-30 09:50:00
1465 | 308912 | Nordex | 34 | N60-1.3MW | 36 | measured_minimum_2022 | \N | \N | \N | 0 | 30 | \N | \N | \N | \N | \N | \N | Full Prod | omega-perf | \N | FCDU | 2023-03-30 09:50:00 | FCDU | 2023-03-30 09:50:00
1466 | 308913 | Nordex | 34 | N60-1.3MW | 36 | measured_minimum_2022 | \N | \N | \N | 0 | 30 | \N | \N | \N | \N | \N | \N | Full Prod | omega-perf | \N | FCDU | 2023-03-30 09:50:00 | FCDU | 2023-03-30 09:50:00
1467 | 308914 | Nordex | 34 | N60-1.3MW | 36 | measured_minimum_2022 | \N | \N | \N | 0 | 30 | \N | \N | \N | \N | \N | \N | Full Prod | omega-perf | \N | FCDU | 2023-03-30 09:50:00 | FCDU | 2023-03-30 09:50:00
1468 | 209202 | Vestas | 57 | V136-3.6MW | 70 | measured_average_2022 | \N | \N | \N | 0 | 30 | \N | \N | \N | \N | \N | \N | Full Prod | omega-perf | \N | AELX | 2023-04-07 10:50:00 | AELX | 2023-04-07 10:50:00
1469 | 209203 | Vestas | 57 | V136-3.6MW | 70 | measured_average_2022 | \N | \N | \N | 0 | 30 | \N | \N | \N | \N | \N | \N | Full Prod | omega-perf | \N | AELX | 2023-04-07 10:50:00 | AELX | 2023-04-07 10:50:00
1470 | 209204 | Vestas | 57 | V136-3.6MW | 70 | measured_average_2022 | \N | \N | \N | 0 | 30 | \N | \N | \N | \N | \N | \N | Full Prod | omega-perf | \N | AELX | 2023-04-07 10:50:00 | AELX | 2023-04-07 10:50:00
1471 | 209205 | Vestas | 57 | V136-3.6MW | 70 | measured_average_2022 | \N | \N | \N | 0 | 30 | \N | \N | \N | \N | \N | \N | Full Prod | omega-perf | \N | AELX | 2023-04-07 10:50:00 | AELX | 2023-04-07 10:50:00
1472 | 209206 | Vestas | 57 | V136-3.6MW | 70 | measured_average_2022 | \N | \N | \N | 0 | 30 | \N | \N | \N | \N | \N | \N | Full Prod | omega-perf | \N | AELX | 2023-04-07 10:50:00 | AELX | 2023-04-07 10:50:00
1473 | 209207 | Vestas | 57 | V136-3.6MW | 70 | measured_average_2022 | \N | \N | \N | 0 | 30 | \N | \N | \N | \N | \N | \N | Full Prod | omega-perf | \N | AELX | 2023-04-07 10:50:00 | AELX | 2023-04-07 10:50:00
1474 | 309202 | Vestas | 57 | V136-3.6MW | 70 | measured_minimum_2022 | \N | \N | \N | 0 | 30 | \N | \N | \N | \N | \N | \N | Full Prod | omega-perf | \N | AELX | 2023-04-07 10:50:00 | AELX | 2023-04-07 10:50:00
1475 | 309203 | Vestas | 57 | V136-3.6MW | 70 | measured_minimum_2022 | \N | \N | \N | 0 | 30 | \N | \N | \N | \N | \N | \N | Full Prod | omega-perf | \N | AELX | 2023-04-07 10:50:00 | AELX | 2023-04-07 10:50:00
1476 | 309204 | Vestas | 57 | V136-3.6MW | 70 | measured_minimum_2022 | \N | \N | \N | 0 | 30 | \N | \N | \N | \N | \N | \N | Full Prod | omega-perf | \N | AELX | 2023-04-07 10:50:00 | AELX | 2023-04-07 10:50:00
1477 | 309205 | Vestas | 57 | V136-3.6MW | 70 | measured_minimum_2022 | \N | \N | \N | 0 | 30 | \N | \N | \N | \N | \N | \N | Full Prod | omega-perf | \N | AELX | 2023-04-07 10:50:00 | AELX | 2023-04-07 10:50:00
1478 | 309206 | Vestas | 57 | V136-3.6MW | 70 | measured_minimum_2022 | \N | \N | \N | 0 | 30 | \N | \N | \N | \N | \N | \N | Full Prod | omega-perf | \N | AELX | 2023-04-07 10:50:00 | AELX | 2023-04-07 10:50:00
1479 | 309207 | Vestas | 57 | V136-3.6MW | 70 | measured_minimum_2022 | \N | \N | \N | 0 | 30 | \N | \N | \N | \N | \N | \N | Full Prod | omega-perf | \N | AELX | 2023-04-07 10:50:00 | AELX | 2023-04-07 10:50:00
1480 | 209304 | Vestas | 57 | V117-3.45MW | 52 | measured_average_2022 | \N | \N | \N | 0 | 30 | \N | \N | \N | \N | \N | \N | Full Prod | omega-perf | \N | AELX | 2023-04-07 10:50:00 | AELX | 2023-04-07 10:50:00
1481 | 209305 | Vestas | 57 | V117-3.45MW | 52 | measured_average_2022 | \N | \N | \N | 0 | 30 | \N | \N | \N | \N | \N | \N | Full Prod | omega-perf | \N | AELX | 2023-04-07 10:50:00 | AELX | 2023-04-07 10:50:00
1482 | 209306 | Vestas | 57 | V117-3.45MW | 52 | measured_average_2022 | \N | \N | \N | 0 | 30 | \N | \N | \N | \N | \N | \N | Full Prod | omega-perf | \N | AELX | 2023-04-07 10:50:00 | AELX | 2023-04-07 10:50:00
1483 | 209307 | Vestas | 57 | V117-3.45MW | 52 | measured_average_2022 | \N | \N | \N | 0 | 30 | \N | \N | \N | \N | \N | \N | Full Prod | omega-perf | \N | AELX | 2023-04-07 10:50:00 | AELX | 2023-04-07 10:50:00
1484 | 209301 | Vestas | 57 | V117-3.45MW | 52 | measured_average_2022 | \N | \N | \N | 0 | 30 | \N | \N | \N | \N | \N | \N | Full Prod | omega-perf | \N | AELX | 2023-04-07 10:50:00 | AELX | 2023-04-07 10:50:00
1485 | 209302 | Vestas | 57 | V117-3.45MW | 52 | measured_average_2022 | \N | \N | \N | 0 | 30 | \N | \N | \N | \N | \N | \N | Full Prod | omega-perf | \N | AELX | 2023-04-07 10:50:00 | AELX | 2023-04-07 10:50:00
1486 | 209303 | Vestas | 57 | V117-3.45MW | 52 | measured_average_2022 | \N | \N | \N | 0 | 30 | \N | \N | \N | \N | \N | \N | Full Prod | omega-perf | \N | AELX | 2023-04-07 10:50:00 | AELX | 2023-04-07 10:50:00
1487 | 309304 | Vestas | 57 | V117-3.45MW | 52 | measured_minimum_2022 | \N | \N | \N | 0 | 30 | \N | \N | \N | \N | \N | \N | Full Prod | omega-perf | \N | AELX | 2023-04-07 10:50:00 | AELX | 2023-04-07 10:50:00
1488 | 309305 | Vestas | 57 | V117-3.45MW | 52 | measured_minimum_2022 | \N | \N | \N | 0 | 30 | \N | \N | \N | \N | \N | \N | Full Prod | omega-perf | \N | AELX | 2023-04-07 10:50:00 | AELX | 2023-04-07 10:50:00
1489 | 309306 | Vestas | 57 | V117-3.45MW | 52 | measured_minimum_2022 | \N | \N | \N | 0 | 30 | \N | \N | \N | \N | \N | \N | Full Prod | omega-perf | \N | AELX | 2023-04-07 10:50:00 | AELX | 2023-04-07 10:50:00
1490 | 309307 | Vestas | 57 | V117-3.45MW | 52 | measured_minimum_2022 | \N | \N | \N | 0 | 30 | \N | \N | \N | \N | \N | \N | Full Prod | omega-perf | \N | AELX | 2023-04-07 10:50:00 | AELX | 2023-04-07 10:50:00
1491 | 309301 | Vestas | 57 | V117-3.45MW | 52 | measured_minimum_2022 | \N | \N | \N | 0 | 30 | \N | \N | \N | \N | \N | \N | Full Prod | omega-perf | \N | AELX | 2023-04-07 10:50:00 | AELX | 2023-04-07 10:50:00
1492 | 309302 | Vestas | 57 | V117-3.45MW | 52 | measured_minimum_2022 | \N | \N | \N | 0 | 30 | \N | \N | \N | \N | \N | \N | Full Prod | omega-perf | \N | AELX | 2023-04-07 10:50:00 | AELX | 2023-04-07 10:50:00
1493 | 309303 | Vestas | 57 | V117-3.45MW | 52 | measured_minimum_2022 | \N | \N | \N | 0 | 30 | \N | \N | \N | \N | \N | \N | Full Prod | omega-perf | \N | AELX | 2023-04-07 10:50:00 | AELX | 2023-04-07 10:50:00
1494 | 209308 | Vestas | 57 | V110-2.2MW | 48 | measured_average_2022 | \N | \N | \N | 0 | 30 | \N | \N | \N | \N | \N | \N | Full Prod | omega-perf | \N | FCDU | 2023-04-17 09:45:00 | FCDU | 2023-04-17 09:45:00
1495 | 209309 | Vestas | 57 | V110-2.2MW | 48 | measured_average_2022 | \N | \N | \N | 0 | 30 | \N | \N | \N | \N | \N | \N | Full Prod | omega-perf | \N | FCDU | 2023-04-17 09:45:00 | FCDU | 2023-04-17 09:45:00
1496 | 209310 | Vestas | 57 | V110-2.2MW | 48 | measured_average_2022 | \N | \N | \N | 0 | 30 | \N | \N | \N | \N | \N | \N | Full Prod | omega-perf | \N | FCDU | 2023-04-17 09:45:00 | FCDU | 2023-04-17 09:45:00
1497 | 209311 | Vestas | 57 | V110-2.2MW | 48 | measured_average_2022 | \N | \N | \N | 0 | 30 | \N | \N | \N | \N | \N | \N | Full Prod | omega-perf | \N | FCDU | 2023-04-17 09:45:00 | FCDU | 2023-04-17 09:45:00
1498 | 309308 | Vestas | 57 | V110-2.2MW | 48 | measured_minimum_2022 | \N | \N | \N | 0 | 30 | \N | \N | \N | \N | \N | \N | Full Prod | omega-perf | \N | FCDU | 2023-04-17 09:45:00 | FCDU | 2023-04-17 09:45:00
1499 | 309309 | Vestas | 57 | V110-2.2MW | 48 | measured_minimum_2022 | \N | \N | \N | 0 | 30 | \N | \N | \N | \N | \N | \N | Full Prod | omega-perf | \N | FCDU | 2023-04-17 09:45:00 | FCDU | 2023-04-17 09:45:00
1500 | 309310 | Vestas | 57 | V110-2.2MW | 48 | measured_minimum_2022 | \N | \N | \N | 0 | 30 | \N | \N | \N | \N | \N | \N | Full Prod | omega-perf | \N | FCDU | 2023-04-17 09:45:00 | FCDU | 2023-04-17 09:45:00
1501 | 309311 | Vestas | 57 | V110-2.2MW | 48 | measured_minimum_2022 | \N | \N | \N | 0 | 30 | \N | \N | \N | \N | \N | \N | Full Prod | omega-perf | \N | FCDU | 2023-04-17 09:45:00 | FCDU | 2023-04-17 09:45:00
1502 | 209312 | Nordex | 34 | N131-3.0MW | 96 | measured_average_2022 | \N | \N | \N | 0 | 30 | \N | \N | \N | \N | \N | \N | Full Prod | omega-perf | \N | FCDU | 2023-04-21 17:40:00 | FCDU | 2023-04-21 17:40:00
1503 | 209313 | Nordex | 34 | N131-3.0MW | 96 | measured_average_2022 | \N | \N | \N | 0 | 30 | \N | \N | \N | \N | \N | \N | Full Prod | omega-perf | \N | FCDU | 2023-04-21 17:40:00 | FCDU | 2023-04-21 17:40:00
1504 | 209314 | Nordex | 34 | N131-3.0MW | 96 | measured_average_2022 | \N | \N | \N | 0 | 30 | \N | \N | \N | \N | \N | \N | Full Prod | omega-perf | \N | FCDU | 2023-04-21 17:40:00 | FCDU | 2023-04-21 17:40:00
1505 | 209315 | Nordex | 34 | N131-3.0MW | 96 | measured_average_2022 | \N | \N | \N | 0 | 30 | \N | \N | \N | \N | \N | \N | Full Prod | omega-perf | \N | FCDU | 2023-04-21 17:40:00 | FCDU | 2023-04-21 17:40:00
1506 | 309312 | Nordex | 34 | N131-3.0MW | 96 | measured_minimum_2022 | \N | \N | \N | 0 | 30 | \N | \N | \N | \N | \N | \N | Full Prod | omega-perf | \N | FCDU | 2023-04-21 17:40:00 | FCDU | 2023-04-21 17:40:00
1507 | 309313 | Nordex | 34 | N131-3.0MW | 96 | measured_minimum_2022 | \N | \N | \N | 0 | 30 | \N | \N | \N | \N | \N | \N | Full Prod | omega-perf | \N | FCDU | 2023-04-21 17:40:00 | FCDU | 2023-04-21 17:40:00
1508 | 309314 | Nordex | 34 | N131-3.0MW | 96 | measured_minimum_2022 | \N | \N | \N | 0 | 30 | \N | \N | \N | \N | \N | \N | Full Prod | omega-perf | \N | FCDU | 2023-04-21 17:40:00 | FCDU | 2023-04-21 17:40:00
1509 | 309315 | Nordex | 34 | N131-3.0MW | 96 | measured_minimum_2022 | \N | \N | \N | 0 | 30 | \N | \N | \N | \N | \N | \N | Full Prod | omega-perf | \N | FCDU | 2023-04-21 17:40:00 | FCDU | 2023-04-21 17:40:00
1510 | 299 | Enercon | 12 | E70-2.0MW | 7 | SALL Curtailment 50 kW | \N | \N | \N | 3 | 25 | \N | \N | \N | \N | \N | \N | Acoustic Curtailment | GA FR | \N | FCDU | 2023-05-24 12:00:00 | FCDU | 2023-05-24 12:00:00
1511 | 300 | Vestas | 57 | V90-3.0MW | 59 | 50 Hz-Noise Mode 0 -109.4dB(A) | 950011.R9 | \N | 2015-11-16 | 4 | 25 | 15 | 3000 | 1.09 | \N | \N | pitch | Full Prod | Vestas | 1 | AAN | 2023-07-21 11:00:00 | AAN | 2023-07-21 11:00:00
1512 | 301 | Vestas | 57 | V90-3.0MW | 59 | 50 Hz-Noise Mode 0 -109.4dB(A) | 950011.R9 | \N | 2015-11-16 | 4 | 25 | 15 | 3000 | 1.09 | \N | \N | pitch | Full Prod | Vestas | 1 | AAN | 2023-07-21 11:00:00 | AAN | 2023-07-21 11:00:00
1513 | 302 | SGRE | 49 | SWT-7.0-154 | 72 | guaranteed_power_curve_SGRE-7.0 | \N | \N | \N | 3 | 25 | 14 | 7000 | 1.23 | \N | \N | pitch | Full Prod | AO Offshore | \N | QCL | 2023-08-01 16:00:00 | QCL | 2023-08-01 16:00:00
1514 | 303 | Vestas | 57 | V112-3.3MW | 49 | V112-3.3MW | \N | \N | \N | 3 | 25 | \N | \N | \N | \N | \N | \N | Full Prod | GA FR | \N | AELX | 2023-08-17 14:00:00 | AELX | 2023-08-17 14:00:00