## Sheet1
| Country | State | Farm | Quadrigram | Type | Manufacturer | Model | Commissioning_date | Gross_MW | Ownership | Net_MW | percentage_cons | RDO_Scope | Perimeter | Data_acquisition_system | Deployment | Forecasted_onboarding_date | Onboarding_RDO_Date | Onboarding_Platform_Date | RDL_package | WACS | Environment | Sending_data_to_RDL | Onboarded_to_platform | Comments | Comments_2
0 | China | Installed | ACC - AB InBev |  | PV | Not identified | Not identified | 6/14/2019 | 2.03 | 90.2% | 1.83 | 100.00% | No | EU+RoW | RDO
1 | China | Installed | ACC - Husqvarna |  | PV | Not identified | Not identified | 3/4/2019 | 1.43 | 90.2% | 1.29 | 100.00% | No | EU+RoW | RDO
2 | China | Installed | ACC - Nivea Shanghai |  | PV | Not identified | Not identified | 5/15/2019 | 1.13 | 90.2% | 1.02 | 100.00% | No | EU+RoW | RDO
3 | China | Installed | ACC - Volkswagen |  | PV | Not identified | Not identified | 7/15/2018 | 4.08 | 90.2% | 3.68 | 100.00% | No | EU+RoW | RDO
4 | China | Installed | ACC - Wahaha Lishui |  | PV | Not identified | Not identified | 3/21/2019 | 2.35 | 90.2% | 2.12 | 100.00% | No | EU+RoW | RDO
5 | China | Installed | ACC - Wahaha Suqian |  | PV | Not identified | Not identified | 7/15/2018 | 3.72 | 90.2% | 3.36 | 100.00% | No | EU+RoW | RDO
6 | China | Installed | ACC- Danone |  | PV | Not identified | Not identified | 3/31/2018 | 5.2 | 90.2% | 4.69 | 100.00% | No | EU+RoW | RDO
7 | China | Installed | ACC- Nantong Xiangyu |  | PV | Not identified | Not identified | 6/16/2020 | 8.07 | 89.00% | 8.07 | 100.00% | No | EU+RoW | RDO
8 | China | Installed | ACC Phase 2 (17 parcs PV) |  | PV | Not identified | Not identified | 1/3/2019 | 77.39 | 100.00% | 77.39 | 100.00% | No | EU+RoW | RDO
9 | China | Installed | ACC- Vast |  | PV | Not identified | Not identified | 3/31/2018 | 0.95 | 90.2% | 0.86 | 100.00% | No | EU+RoW | RDO
10 | UAE | DBO | Al Dhafrah |  | PV | Not identified |  | Q1 2023 | 2100.00 | 20.00% | 420 | 0.00% | No | EU+RoW | RDO
11 | France | Installed | Allainville | ALVI | Wind onshore | Vestas | V117 | 1/11/2020 | 18.00 | 100.00% | 8.5 | 100.00% | Yes | EU+RoW | PI EU | Comissioned | [6 empty] | Yes | Onboarded | Yes dec 2020
12 | France | Installed | Allanche | ALLA | Wind Onshore | Vestas | V90-3MW | 12/31/2012 | 12.00 | 100.00% | 12 | 100.00% | Yes | EU+RoW | PI EU | Comissioned | [6 empty] | Yes | Onboarded | FUTUREN ? | Yes
13 | France | Installed | Ambes | AMBE | PV | Huawei | SUN 2000 - 185 KTL | 1/4/2021 | 9.66 | 100.00% | 9.66 | 100.00% | Yes | EU+RoW | PI EU | Comissioned | Mar-22 | Aug-22 |  |  |  |  | Yes | No | En att. confirmation MES
14 | France LUXEL | Installed | Andrezieux (Luxel) |  | PV | Not identified | Not identified | 1/11/2020 | 3.00 | 100.00% | 3 | 100.00% | Yes | EU+RoW | RDO
15 | China | Installed | Antai Jinjiang |  | PV | Not identified | Not identified | 9/30/2020 | 10.5 | 90.2% | 10.5 | 100.00% | No | EU+RoW | RDO
16 | France | DBO | AO1 - Saint Nazaire | SNA1 | Wind Offshore | GE |  | 1/1/2023 | 480.00 | 50.00% | 240 | 0.00% | Yes | EU+RoW | PI planned | Comissioned | Jul-22 | Aug-22 |  |  |  |  | Yes | Onboarding ongoing | 16 turbines OK au 05/08/2022 (EN prod)
17 | France | Installed | Aramon | ARAM | PV | Huawei | SUN 2000 - 100 KTL | 3/16/2019 | 5.00 | 100.00% | 5 | 100.00% | Yes | EU+RoW | PI EU | Comissioned | Nov-21 | Nov-21 |  |  |  |  | Yes | No | En attente modèle R&D / installation PI ongoing
18 | France | Installed | Artix | ARTI | PV | Huawei | SUN 2000 - 185 KTL | 12/15/2020 | 4.2 | 100.00% | 4.2 | 100.00% | Yes | EU+RoW | PI EU | Comissioned | Mar-22 | Aug-22 |  |  |  |  | Yes | No | MES janvier
19 | France | Installed | Aumelas Conque | AUCO | Wind Onshore | Senvion | MM70 | 12/22/2005 | 12.00 | 100.00% | 12 | 100.00% | Yes | EU+RoW | PI EU | Comissioned | [6 empty] | Yes | Onboarded |  | Yes
20 | France LUXEL | Installed | Apprieu (Bach) |  | PV | Not identified |  | 10/7/1905 | 10.3 | 15.00% | 1.55 | 0.00% | No | EU+RoW | RDO
21 | Portugal | Installed | Arada |  | Wind Onshore | Enercon | E82 | 12/31/2008 | 112.00 | 20.00% | 22.4 | 0.00% | No | EU+RoW | M2M - BAX SQL | [8 empty] | No | EDF R | Control room in Esposende offices / Scada from Manufacturer / Bax Real-Time (mobile app and in control room) / Field operators monitoring
22 | Portugal | Installed | Arada (Overeqt) |  | Wind Onshore | Enercon | E92 | 3/31/2015 | 9.2 | 20.00% | 1.84 | 0.00% | No | EU+RoW | M2M - BAX SQL | [8 empty] | No | EDF R | Control room in Esposende offices / Scada from Manufacturer / Bax Real-Time (mobile app and in control room) / Field operators monitoring
23 | Portugal | Installed | Arada Overeq (phase II) |  | Wind Onshore | Enercon | E92 | 1/4/2018 | 11.75 | 20.00% | 2.35 | 0.00% | No | EU+RoW | M2M - BAX SQL | [8 empty] | No | EDF R | Control room in Esposende offices / Scada from Manufacturer / Bax Real-Time (mobile app and in control room) / Field operators monitoring
24 | France | Installed | Bambesch (Séchilienne) | BAMB | Wind Onshore | Gamesa | G80 | 1/12/2007 | 12.00 | 100.00% | 12 | 100.00% | Yes | EU+RoW | PI EU | Comissioned |  | Sep-21 |  |  |  |  | Yes | Onboarded | Projet ingestion FTP en cours depuis des mois. Action décommissionning dans les semaines/mois à venir ? | A voir GA. données RT/HF à calculer dans PI integrator ?
25 | France | DBO | Beaujolais Vert | BVER | Wind onshore | Nordex | Not identified | 1/7/2021 | 12.00 | 100.00% | 12 | 100.00% | Yes | EU+RoW | PI EU | Comissioned | Oct-21 | Oct-21 |  |  |  |  | Yes | Onboarded | PI TBC
26 | Portugal | Installed | Arga |  | Wind Onshore | Vestas | V90 | 1/6/2006 | 36.00 | 31.3% | 11.28 | 0.00% | Yes | EU+RoW | M2M - BAX SQL | [8 empty] | No | EEVM | Control room in Esposende offices / Scada from Manufacturer / Bax Real-Time (mobile app and in control room) / Field operators monitoring
27 | Egypt | Installed | Arkan |  | PV | Not identified | Not identified | 1/1/2019 | 2.3 | 1.00% | 0.02 | 0.00% | No | EU+RoW | RDO
28 | Canada | Installed | Arnprior A Gillian | ARNA | PV | Xantrex | GT 500 | 12/30/2009 | 11.4 | 100.00% | 11.4 | 100.00% | Yes | North America | PI US | Comissioned | 2022 |  |  |  |  | POC GeneSYS | Yes | Yes | POC GeneSyS | Unknown
29 | Canada | Installed | Arnprior B Egan | ARNB | PV | Xantrex | GT 500 | 12/30/2009 | 12.00 | 100.00% | 12 | 100.00% | Yes | North America | PI US | Comissioned | 2022 | [5 empty] | Yes | Yes | Update 15sept20 | Unknown
30 | USA | DBO | BigBeau |  | PV | Not identified | Not identified | 1/12/2021 | 166.00 | 100.00% | 166 | 100.00% | Yes | North America | PI US | Planned | 2022 | Jun-22 |  |  |  |  | Yes
31 | USA | Installed | Bobcat Bluff | BOB1 | Wind Onshore | GE | 1.5 | 1/12/2012 | 162.00 | 100.00% | 162 | 100.00% | Yes | North America | PI US | Comissioned | Q2 | Oct-22 |  |  |  |  | Yes | onboarded
32 | France | Installed | Blauvac | BLAU | PV | SMA | SC 250 HE-11. SC 400. SC 500 HE-11 | 1/21/2011 | 2.6 | 100.00% | 2.6 | 100.00% | Yes | EU+RoW | PI EU | Comissioned | Jul-21 | Jul-21 |  |  |  |  | Yes | Yes
33 | Israel | Installed | Ashalim |  | PV | Not identified | Not identified | 12/31/2017 | 35.00 | 50.00% | 17.5 | 0.00% | Yes | EU+RoW | M2M - Padcon | Not Planned | Sep-22 | [7 empty] | Padcon FTP
34 | France LUXEL | DBO | Aubusson |  | PV | Not identified | Not identified | 1/4/2022 | 2.07 |  |  | 100.00% | Yes | EU+RoW | RDO
35 | France | Installed | Bois de Belfays | BDBS | Wind Onshore | Vestas | V90-2MW | 10/7/2017 | 20.00 | 80.00% | 16 | 100.00% | Yes | EU+RoW | PI EU | Comissioned | [6 empty] | Yes | Onboarded |  | Yes
36 | Israel | Installed | Avigdor |  | PV | Not identified | Not identified | 7/31/2021 | 5.7 | 70.00% | 3.99 | 100.00% | Yes |  | M2M - Padcon | Not Planned | Sep-22
37 | Egypt | Installed | Azure |  | PV | Not identified | Not identified | Q2 2020 | 0.17 | 1.00% | 0.17 | 0.00% | No | EU+RoW | RDO | [9 empty] | ?
38 | China | Installed | Baiqi (ph. 1) |  | Wind Onshore | United Power | UP82 1.5MW | 8/27/2011 | 49.5 | 39.2% | 19.4 | 0.00% | No | EU+RoW | RDO | [8 empty] | No |  | Unknown
39 | France | Installed | Bois Les Barthes | BARB | Wind Onshore | Enercon | E70 | 1/10/2009 | 12.00 | 100.00% | 12 | 100.00% | Yes | EU+RoW | PI EU | Comissioned | [6 empty] | Yes | Onboarded |  | Yes
40 | Germany | Installed | Bard Offshore 1 | BARD | Wind Offshore | Bard | BARD5.0 | 7/9/2013 | 400.00 |  | 0 | 0.00% | No | EU+RoW |  | Not Planned | [7 empty] | No |  | Pending decision
41 | Canada | Installed | Barlow | BAR | PV | Power Electronics | FS 3000 KU | 1/1/2019 | 18.2 | 50.00% | 9.1 | 100.00% | Yes | North America | PI US | Comissioned | 2022 | [5 empty] | Yes | Yes |  | Unknown
42 | UK | Installed | Barmoor | BARM | Wind Onshore | Vestas | V90-2MW | 12/23/2014 | 12.00 | 26.00% | 3.12 | 100.00% | Yes | EU+RoW | PI EU | Comissioned | [6 empty] | Yes | Onboarded |  | Yes
43 | France | ? | Barthe | [5 empty] | 1.4 | 100% | 1.4 | 0.00% | No (old or dobloon) | EU+RoW | RDO
44 | France | Installed | Basse Thiérarche Sud 1 (Ecotera) | BTS1 | Wind Onshore | Siemens | SWT-3.0-101 | 11/11/2014 | 12.00 | 50.00% | 6 | 0.00% | Yes | EU+RoW | Genesys EU | Not planned | Jul-22 | [6 empty] | No | en att décision. 99% pour Atoine de se faire | Unknown
45 | France | Installed | Basse Thiérarche Sud 2 (Ecotera) | BTS2 | Wind Onshore | Siemens | SWT-3.0-101 | 11/19/2014 | 12.00 | 50.00% | 6 | 0.00% | Yes | EU+RoW | Genesys EU | Not planned | Jul-22 | [6 empty] | No | en att décision. 99% pour Atoine de se faire | Unknown
46 | UK | Installed | Beckburn | BECK | Wind Onshore | Vestas | V105 | 3/29/2017 | 31.05 | 26.00% | 8.08 | 100.00% | Yes | EU+RoW | PI EU | Comissioned | [6 empty] | Yes | Onboarded | Ingested. Waiting for RDL Feedback | Yes
47 | France | Installed | Bouin Côte de Jade | JADE | Wind Onshore | Nordex | N80 | 7/14/2003 | 12.00 | 90.00% | 10.8 | 100.00% | Yes | EU+RoW | PI EU | Comissioned | [6 empty] | Yes | Onboarded |  | Yes
48 | France | Installed | Bouloc | BOUL | PV | SMA | SC 630 HE-11 | 3/15/2011 | 10.15 | 100.00% | 10.15 | 100.00% | Yes | EU+RoW | PI EU | Comissioned | Jul-21 | Jun-21 | Jul-21 |  |  | Production | Yes | Yes | tbc this week
49 | UK | Installed | Bicker Fen | BICK | Wind Onshore | Senvion | MM82 |  | 26.00 | 10% | 2.65 | 0.00% | No | EU+RoW | PI EU | Comissioned | [6 empty] | Yes | Onboarded | source PDA database | Yes
50 | Greece | Installed | Belcheri | BELE | Wind Onshore | Vestas | V90-3MW | 3/5/2015 | 19.8 | 0.00% | 0 | 0.00% | No | EU+RoW |  | Comissioned | [5 empty] | Sandbox | Yes (POC Genesys) | No | Main owner Aioliki Belecheri
51 | USA | Installed | Bellevue (PGE) |  | PV | Not identified | Not identified | 12/31/2011 | 1.66 | 100.00% | 1.66 | 0.00% | Yes | North America | PI US | Comissioned | 2022
52 | Egypt | Installed | Benban (Aswan Solar) |  | PV | ABB | 2000MKVA PVS980 Central Inverter | 1/7/2019 | 65.00 | 51.00% | 33.15 | 0.00% | Yes | EU+RoW | RDO | [9 empty] | Elsewedy Electric (51%). EDF-RE (49%) Onsite and remote monitoring via SCADA.
53 | Egypt | Installed | Benban (ECSED) |  | PV | ABB | 2000MKVA PVS980 Central Inverter | 1/7/2019 | 65.00 | 49.00% | 31.85 | 0.00% | Yes | EU+RoW | RDO | [9 empty] | Elsewedy Electric (51%). EDF-RE (49%) Onsite and remote monitoring via SCADA.
54 | France LUXEL | Installed | Bernisse (T3) - Tranche 1 |  | PV | Not identified | Not identified | 6/7/1905 | 3.4 | 100.00% | 3.4 | 0.00% | Yes | EU+RoW | RDO | [9 empty] | Cession ?
55 | UK | Installed | Blyth | BLYT | Wind Offshore | Vestas | V164 | 10/29/2017 | 41.5 | 100.00% | 41.5 | 100.00% | Yes | EU+RoW | PI EU | Comissioned | [6 empty] | Yes | Onboarded | Sera onboardé en S42 (données S39) | Onboardé 19/10/2020
56 | USA | Installed | Catalina solar |  | PV | SMA | 720-CP-US | 6/30/2013 | 143.2 | 50.00% | 71.6 | 100.00% | Yes | North America | PI US | Comissioned | 2022 | [5 empty] | Yes | Yes
57 | USA | DBO | Desert Harvest 1 | MAV3 | PV | Power Electronics | FS 3430 MU | 1/12/2020 | 114.00 | 100.00% | 114 | 100.00% | Yes | North America | PI US | Comissioned | 2022 | Jul-21 |  |  |  |  | Yes | Yes | By end of june 2021
58 | Israel | Installed | Bitcha |  | PV | Not identified | Not identified | 11/18/2018 | 7.4 | 85.00% | 6.29 | 100.00% | Yes | EU+RoW | M2M - Padcon | Not Planned | Sep-22 | [7 empty] | Padcon FTP
59 | Canada | Installed | Blackspring Ridge | BSR1 | Wind Onshore | Vestas | V100 | 12/5/2014 | 300.00 | 50.00% | 150 | 100.00% | Yes | North America | PI US | Comissioned | Q4 | [5 empty] | TBO NA 2022 Q2 | Onboarding ongoing
60 | France | Installed | Cambouisset (Corbières Méditérranée) | CAMB | Wind Onshore | Enercon | E70 | 1/1/2011 | 11.5 | 100% | 11.5 | 100.00% | Yes | EU+RoW | PI EU | Comissioned | [6 empty] | Yes | Onboarded |  | Yes
61 | Egypt | Installed | Blue Reef |  | PV | Not identified | Not identified | 1/11/2018 | 0.25 | 1.00% | 0 | 0.00% | No | EU+RoW | RDO
62 | Mexico | Installed | Bluemex |  | PV | Power Electronics | FS 3225 KU | 1/1/2019 | 119.6 | 100.00% | 119.6 | 100.00% | Yes | North America | Genesys NA | Planned | 2022
63 | UK | Installed | Boundary Lane | BYLE | Wind Onshore | Senvion | MM92 | 3/22/2013 | 6.15 | 26.00% | 1.6 | 100.00% | Yes | EU+RoW | PI EU | Comissioned | [6 empty] | Yes | Onboarded |  | Yes
64 | USA | DBO | Desert Harvest 2 | MAV2 | PV | Power Electronics | FS 3430 MU | 1/12/2020 | 100.8 | 100.00% | 100.8 | 100.00% | Yes | North America | PI US | Comissioned | 2022 | Jul-21 |  |  |  |  | Yes | Yes | By end of june 2021
65 | France | Installed | Canton de Bonneval | CDBO | Wind Onshore | Vestas | V90-3MW | 8/14/2009 | 24.00 | 100.00% | 24 | 100.00% | Yes | EU+RoW | PI EU | Comissioned | [6 empty] | Yes | Onboarded |  | Yes
66 | France | Installed | Carnoye | CARN | Wind Onshore | Vestas | V117 | 1/12/2017 | 19.8 | 100.00% | 19.8 | 100.00% | Yes | EU+RoW | PI EU | Comissioned | [6 empty] | Yes | Onboarded |  | Yes
67 | Chile | Backruptcy | Bolero | BOLR | PV | ABB | Ultra 1050TL. Ultra 1040TL | 1/11/2017 | 146.00 | 50.00% | 73 | 0.00% | Yes | EU+RoW | PI EU | Comissioned | [8 empty] | En faillite ùaos O&M EDF R. discussion en cours sur les next steps
68 | Germany Futuren | Installed | Bornstedt-Holdenstedt IV |  | Wind Onshore | Not identified | Not identified | 3/30/2011 | 1.5 | 100.00% | 1.5 | 100.00% | Yes | EU+RoW | [9 empty] | No |  | Unknown
69 | France | Installed | Castanet le Haut | CASH | Wind Onshore | Enercon | E70 | 9/25/2009 | 11.5 | 100.00% | 11.5 | 100.00% | Yes | EU+RoW | PI EU | Comissioned | [6 empty] | Yes | Onboarded |  | Yes
70 | France | DBO | Champ Gourleau | GOUR | Wind onshore | Vestas | Not identified | 1/1/2022 | 22.8 | 100.00% | 22.8 | 100.00% | Yes | EU+RoW | PI EU | Comissioned | Jan-22 | Feb-22 | 22-Mar |  |  | Production | Yes | Onboarded | PI TBC
71 | UK | Installed | Broom Hill | BRHI | Wind Onshore | Senvion | MM82 | 1/4/2009 | 8.00 | 26.00% | 2.08 | 100.00% | Yes | EU+RoW | PI EU | Comissioned | [6 empty] | Yes | Onboarded |  | Yes
72 | Germany Futuren | Installed | Brauerschwend I |  | Wind Onshore | Not identified | Not identified | 12/28/2007 | 1.5 | 100.00% | 1.5 | 100.00% | Yes | EU+RoW | [9 empty] | No |  | Unknown
73 | France | Installed | Champagne Picarde | CHPI | Wind Onshore | Vestas | V126 | 1/12/2017 | 72.6 | 100.00% | 72.6 | 100.00% | Yes | EU+RoW | PI EU | Comissioned | [6 empty] | Yes | Onboarded |  | Yes
74 | UK | Installed | Burnfoot East | BFHE | Wind Onshore | Vestas | Not identified | 1/10/2020 | 10.8 | 26.00% | 2.81 | 100.00% | Yes | EU+RoW | PI planned | Comissioned | Mar-22 | Jun-22 |  |  |  |  | Yes | Onboarded | Parc en cours de finalisation. Attente retour Vestas. Pas de visibilité. Regroupé dans BFHI
75 | Israel | Installed | Brur Hayil |  | PV | Not identified | Not identified | 4/14/2014 | 8.8 | 42.9% | 3.77 | 0.00% | Yes | EU+RoW | M2M - Padcon | Not Planned | Sep-22 | [7 empty] | Padcon FTP
76 | Turkey | Installed | Burgaz | Cession ? | Wind Onshore | Enercon |  | 1/9/2007 | 14.9 | 25.00% | 3.73 | 0.00% | No | EU+RoW | [9 empty] | No | source wind assets GA | Unknown
77 | UK | Installed | Burnfoot Hill & Burnfoot North | BFHI | Wind Onshore | Senvion | MM82 | 9/30/2010 | 30.75 | 26.00% | 7.83 | 100.00% | Yes | EU+RoW | PI EU | Comissioned | [6 empty] | Yes | Onboarded | regroupé dans BFHI | Yes
78 | UK | Installed | Burnhead Moss | BURN | Wind Onshore | Vestas | V90-2MW | 11/11/2015 | 26.00 | 26.00% | 6.76 | 100.00% | Yes | EU+RoW | PI EU | Comissioned | [6 empty] | Yes | Onboarded |  | Yes
79 | UK | Installed | Corriemoillie | CORI | Wind Onshore | GE | 3.2-103 | 12/12/2016 | 47.5 | 26.00% | 12.35 | 100.00% | Yes | EU+RoW | PI EU |  | Mar-22 | Jun-22 |  |  |  |  | Yes | Onboarded | A vérifier si ETL ou PI | Yes
80 | UK | Installed | Deeping St Nicholas | DEEP | Wind Onshore | Senvion | MM82 |  | 16.00 | 10% | 1.63 | 0.00% | No | EU+RoW | PI EU | Comissioned | [6 empty] | Yes | Onboarded | source PDA database | Yes
81 | France LUXEL | Installed | Buxières (Luxel) |  | PV | Not identified | Not identified | 1/12/2020 | 2.3 | 100.00% | 2.3 | 100.00% | Yes | EU+RoW | RDO
82 | Chile | Installed | Cabo Leones | CBL1 | Wind Onshore | Gamesa | G114 | 6/30/2018 | 115.00 | 50.00% | 57.5 | 0.00% | Yes | EU+RoW | PI EU | Comissioned | [5 empty] | Production | Yes | Onboarded |  | Yes
83 | Chile | Installed | Cabo Leones Extension |  | Wind Onshore | Gamesa | United Power | 12/31/2021 | 60.00 | 50.00% | 30 | 0.00% | Yes | EU+RoW | PI EU | Comissioned | Jan-22 | [6 empty] | No
84 | Portugal | Installed | Cabreira 1 |  | Wind Onshore | Enercon | E66 | 1/9/2002 | 37.8 | 20.00% | 7.56 | 0.00% | No | EU+RoW | M2M - BAX SQL | [8 empty] | No | EDF R | Control room in Esposende offices / Scada from Manufacturer / Bax Real-Time (mobile app and in control room) / Field operators monitoring
85 | Portugal | Installed | Cabreira 2 |  | Wind Onshore | Enercon | E70 | 1/10/2005 | 4.00 | 20.00% | 0.8 | 0.00% | No | EU+RoW | M2M - BAX SQL | [8 empty] | No | EDF R | Control room in Esposende offices / Scada from Manufacturer / Bax Real-Time (mobile app and in control room) / Field operators monitoring
86 | Egypt | Installed | Cairo 3A |  | PV | Not identified | Not identified | 1/11/2020 | 4.5 | 1.00% | 0.17 | 0.00% | No | EU+RoW | RDO | [9 empty] | ?
87 | France | Installed | Chemin d'Ablis | CHAB | Wind Onshore | Senvion | MM92 | 11/22/2008 | 52.00 | 100.00% | 52 | 100.00% | Yes | EU+RoW | PI EU | Comissioned | [6 empty] | Yes | Onboarded |  | Yes
88 | France | Installed | Clamanges 1 (Séchilienne) | CLAM | Wind Onshore | Alstom | ECO801.67 | 1/11/2008 | 10.00 | 100.00% | 10 | 100.00% | Yes | EU+RoW | PI EU | Not planned | [7 empty] | No | Events non disponibles dans PI. GA accède directement au SCADA. Une demande vient d’être faite à l’équipe PI pour comprendre le problème. Coord avec SCADA
89 | France | Installed | Clanlieu | CLAN | Wind Onshore | Vestas | V100 | 1/10/2018 | 13.2 | 100.00% | 13.2 | 100.00% | Yes | EU+RoW | PI EU | Comissioned | [6 empty] | Yes | Onboarded |  | Yes
90 | France | Installed | Conilhac Escales | CONI | Wind Onshore | Enercon | E70 | 12/5/2014 | 9.2 | 100.00% | 9.2 | 100.00% | Yes | EU+RoW | PI EU | Comissioned | [6 empty] | Yes | Onboarded | FUTUREN ? | Yes
91 | France | Installed | Coteaux 1 | COT1 | Wind Onshore | Vestas | V112 | 1/10/2019 | 10.35 | 100.00% | 10.35 | 100.00% | Yes | EU+RoW | Genesys EU | Comissioned | Nov-21 | Feb-22 |  |  |  |  | Yes | Onboarded | CECOT ? 4 postes avec COT1 10.35MW (3 Vestas). COT2 10.35MW (3 Vestas). COT3 10.35MW (3 Vestas). COT4 6.9MW (4 Vestas) | Unknown
92
93
94 | USA | DBO | Desert Harvest 2 Storage (Maverick 2) |  | Storage | Not identified | Not identified | 1/31/2021 | 35.00 | 100.00% | 35 | 100.00% | Yes | North America | PI US | Planned | 2022 | Sep-21 |  |  |  |  | Yes
95 | Mexico | Installed | CED |  | Wind Onshore | Vestas | V44 | 8/29/2000 | 50.4 | 100.00% | 50.4 | 0.00% | No | North America | RDO | Comissioned | Do not onboard | [6 empty] | No | source wind assets GA
96 | UK | Installed | Dorenell | DORE | Wind Onshore | Vestas | V90-3MW | 5/12/2018 | 177.00 | 26.00% | 46.04 | 100.00% | Yes | EU+RoW | PI EU | Comissioned | [6 empty] | Yes | Onboarded |  | YES
97 | Portugal | Installed | Centro |  | Wind Onshore | Enercon | E70 | 1/3/2006 | 40.00 | 29.7% | 11.88 | 0.00% | Yes | EU+RoW | M2M - BAX SQL | [8 empty] | No | CAMBENERG | Control room in Esposende offices / Scada from Manufacturer / Bax Real-Time (mobile app and in control room) / Field operators monitoring
98 | Portugal | Installed | Cerveirenses |  | Wind Onshore | Enercon | E70 | 1/11/2005 | 10.00 | 26.6% | 2.66 | 0.00% | Yes | EU+RoW | M2M - BAX SQL | [8 empty] | No | EEVM | Control room in Esposende offices / Scada from Manufacturer / Bax Real-Time (mobile app and in control room) / Field operators monitoring
99 | France | Installed | Coteaux 2 | COT2 | Wind Onshore | Vestas | V112 | 1/10/2019 | 10.35 | 100.00% | 10.35 | 100.00% | Yes | EU+RoW | Genesys EU | Comissioned | Nov-21 | Feb-22 |  |  |  |  | Yes | Onboarded | CECOT ? 4 postes avec COT1 10.35MW (3 Vestas). COT2 10.35MW (3 Vestas). COT3 10.35MW (3 Vestas). COT4 6.9MW (4 Vestas) | Unknown
100
101
102 | South Africa | Installed | Chaba | CHAA | Wind Onshore | Vestas | V112 | 12/9/2015 | 21.53 | 50.4% | 10.8 | 100.00% | Yes | EU+RoW | Genesys EU | Comissioned | Oct-21 | Feb-22 |  |  |  |  | Yes | Onboarded | Industrial Development Corporation | Unknown
103 | France | Installed | Coteaux 3 | COT3 | Wind Onshore | Vestas | V112 | 1/10/2019 | 10.35 | 100.00% | 10.35 | 100.00% | Yes | EU+RoW | Genesys EU | Comissioned | Dec-21 | Feb-22 |  |  |  |  | Yes | Onboarded | CECOT ? 4 postes avec COT1 10.35MW (3 Vestas). COT2 10.35MW (3 Vestas). COT3 10.35MW (3 Vestas). COT4 6.9MW (4 Vestas) | Unknown
104
105
106 | France LUXEL | Installed | Chamblet1 |  | PV | Not identified | Not identified | 1/10/2020 | 11.5 | 100.00% |  | 100.00% | Yes | EU+RoW | RDO
107 | France | Installed | Coteaux 4 | COT4 | Wind Onshore | Vestas | V112 | 1/10/2019 | 6.9 | 100.00% | 6.9 | 100.00% | Yes | EU+RoW | Genesys EU | Comissioned | Dec-21 | Feb-22 |  |  |  |  | Yes | Onboarded | CECOT ? 4 postes avec COT1 10.35MW (3 Vestas). COT2 10.35MW (3 Vestas). COT3 10.35MW (3 Vestas). COT4 6.9MW (4 Vestas) | Unknown
108
109
110 | France | Installed | Crucey 1 | CY10 | PV | SMA | SC 630 HE-20 | 5/31/2012 | 36.00 | 50.00% | 18 | 0.00% | Yes | EU+RoW | PI EU | Comissioned | Jul-21 | Jul-21 |  |  |  |  | Yes | Yes
111 | USA | Installed | Champepadan |  | Wind Onshore | Vestas |  | 8/12/2001 | 1.98 | 100.00% | 1.98 | 100.00% | No | North America | PI US | Comissioned | Do not onboard | [6 empty] | No | sold. decommissioned. or are selling
112 | France LUXEL | DBO | Chateaumeillant |  | PV | Not identified | Not identified | 1/7/2022 | 4.3 | 100.00% | 4.3 | 100.00% | Yes | EU+RoW
113 | France | Installed | Espiers | ESPS | Wind Onshore | Nordex | N117 | 1/5/2018 | 18.00 | 100.00% | 18 | 100.00% | Yes | EU+RoW | PI EU | Comissioned | [6 empty] | Yes | Onboarded |  | Yes
114 | France | Installed | Fiennes | FIEN | Wind Onshore | Enercon | E70 | 3/22/2009 | 11.5 | 100.00% | 11.5 | 100.00% | Yes | EU+RoW | PI EU | Comissioned | [6 empty] | Yes | Onboarded |  | Yes
115 | France | Installed | Fontaine la Guyon | FOGU | Wind Onshore | Vestas | V100 | 1/4/2020 | 13.2 | 100.00% | 13.2 | 100.00% | Yes | EU+RoW | PI EU | Comissioned | [6 empty] | Yes | Onboarded | Sera onboardé S42 | Onboardé 19/10/2020
116 | USA | Installed | Fenton | FENT | Wind Onshore | GE | 1.5 | 11/13/2007 | 205.00 | 100.00% | 205 | 100.00% | Yes | North America | PI US (ETL) | Comissioned | Q2 | Oct-22 |  |  |  |  | Yes | onboarded | Harvester Yes
117 | Belgium | Installed | Ciney | CNEY | Wind Onshore | Senvion | 3.4M 104 | 1/7/2010 | 20.4 | 0% | 0 | 100.00% | Yes | EU+RoW | PI EU | Comissioned | [6 empty] | Yes | Onboarded | Corrigé Correntin. Oct 2020
118 | Belgium | Installed | Ciney 3 | CNY3 | Wind Onshore | Vestas | V110 |  | 2.2 |  | 0 | 100.00% | Yes | EU+RoW | PI EU | Not planned | [7 empty] | No | PI too expensive for 1 WT site. let's see what Genesys or PI 24V costs | yes
119 | Turkey | Installed | Cingilli |  | PV | Not identified |  | 9/29/2019 | 36.4 | 50.00% | 18.2 | 0.00% | No | EU+RoW
120 | France | Installed | Fraisse (Roc d'Ayre) | FRA1 | Wind Onshore | Enercon | E70 | 3/31/2013 | 4.6 | 100.00% | 4.6 | 100.00% | Yes | EU+RoW | PI EU | Comissioned | [6 empty] | Yes | Onboarded |  | Yes
121 | France | Installed | Fraisse (Roc d'Ayre) | FRA2 | Wind Onshore | Enercon | E70 | 3/31/2013 | 6.9 | 100.00% | 6.9 | 100.00% | Yes |  | PI EU | Comissioned | [6 empty] | Yes | Onboarded
122 | France | Installed | Freyssenet (saint martin les besaces) | FREY | Wind Onshore | Vestas | V80 |  | 10.00 | 100% | 10 | 100.00% | Yes | EU+RoW | PI EU | Comissioned | [7 empty] | No | Pas de données PI. seulement du poste mais de 2013 ???
123 | France | Installed | Gabardan (T1) | GAB1 | PV | Xantrex | GT 500 | 6/30/2010 | 12.00 | 100.00% | 12 | 100.00% | Yes | EU+RoW | PI EU | Comissioned | Aug-21 | Aug-21 |  |  |  |  | Yes | Yes
124 | France LUXEL | Installed | Condat-sur-Vienne |  | PV | Not identified | Not identified | 1/10/2020 | 4.1 | 100.00% |  | 100.00% | Yes | EU+RoW | RDO
125 | France | Installed | Gabardan (T4) | GAB4 | PV | Xantrex | GT 500 | 6/30/2010 | 12.00 | 100.00% | 12 | 100.00% | Yes | EU+RoW | PI EU | Comissioned | Aug-21 | Aug-21 |  |  |  |  | Yes | Yes
126 | USA | Installed | Glacier's Edge | GLC1 | Wind Onshore | GE | Not identified | 1/12/2019 | 211.6 | 50.00% | 105.8 | 0.00% | Yes | North America | PI US | Comissioned | Q2 | Oct-22 |  |  |  | sbx | Yes | onboarded
127 | UK | Installed | Fairfield | FFLD | Wind Onshore | Nordex | N60 | 1/2/2011 | 6.5 | 26.00% | 1.69 | 100.00% | Yes | EU+RoW | PI EU | Comissioned | [6 empty] | Yes | Onboarded |  | Yes
128 | France | Installed | Gabardan (T7) | GAB7 | PV | SMA | SC 400 HE | 7/30/2011 | 3.00 | 100.00% | 3 | 100.00% | Yes | EU+RoW | PI EU | Comissioned | Aug-21 | Aug-21 |  |  |  |  | Yes | Yes
129 | France | Installed | Gabardan Tracker | GABT | PV Tracker | Xantrex | GT 500 | 6/17/2010 | 2.00 | 100.00% | 2 | 100.00% | Yes | EU+RoW | PI EU | Comissioned | Aug-21 | Aug-21 |  |  |  |  | Yes | Yes
130 | France | Installed | Grand Guéret | GDGT | PV | Huawei | Not identified | 1/4/2021 | 14.7 | 100.00% | 4.2 | 100.00% | Yes | EU+RoW | PI EU | Comissioned | Mar-22 | Aug-22 |  |  |  |  | Yes | No | 14.7 MW au lieu de 4.2 MW ?
131 | France | Installed | Guilleville - Trancrainville | GUIL | Wind Onshore | Nordex | N100 | 1/1/2019 | 17.7 | 100.00% | 17.7 | 100.00% | Yes | EU+RoW | PI EU | Comissioned | [6 empty] | Yes | Onboarded | / Ingested on 30-03 | Yes
132 | France | Installed | Héninel (Séchilienne) | HENI | Wind Onshore | Vestas | Not identified | 12/7/2011 | 6.00 | 100.00% | 6 | 100.00% | Yes | EU+RoW | PI EU | Comissioned | [6 empty] | Yes | Onboarded | /Ingested on 06-04 | Yes
133 | France | ? | Couffrau | [5 empty] | 71.3 | 0% | 0 | 0.00% | No (old or dobloon) | EU+RoW | PI
134 | France | Installed | Iberdrola (Amelecourt) | AMEL | Wind Onshore | Nordex | N90 | 9/25/2008 | 11.5 | 60.00% | 6.9 | 0.00% | Yes | EU+RoW | PI EU | Comissioned | [6 empty] | Yes | Onboarded | Détail Iberdrola | Yes
135 | France | Installed | Iberdrola (Boulay Sud) | BOUS | Wind Onshore | Nordex | N90 | 3/3/2008 | 10.00 | 60.00% | 6 | 0.00% | Yes | EU+RoW | PI EU | Comissioned | [6 empty] | Yes | Onboarded | Détail Iberdrola | Yes
136 | UK | Installed | Fallago Rig | FARI | Wind Onshore | Vestas | V90-3MW |  | 144.00 | 10% | 14.69 | 0.00% | No | EU+RoW | PI EU | Comissioned | [6 empty] | Yes | Onboarded | source PDA database | Yes
137 | USA | DBO | Maverick 1 | MAV1 | PV | Not identified | Not identified | 1/12/2020 | 180.00 | 50.00% | 90 | 0.00% | Yes | North America | PI US | Comissioned | 2022 | Jul-21 |  |  |  |  | Yes | Yes | By end of june 2021
138 | Belgium | Installed | C-Power P1 |  | Wind Onshore | Not identified |  | 1/31/2009 | 30.00 | 8.3% | 2.48 | 0.00% | No | EU+RoW | M2M | Not planned | [7 empty] | No |  | Unknown
139 | Belgium | Installed | C-Power P2 |  | Wind Onshore | Not identified |  | 12/31/2012 | 147.6 | 8.3% | 12.19 | 0.00% | No | EU+RoW | M2M | Not planned | [7 empty] | No |  | Unknown
140 | Belgium | Installed | C-Power P3 |  | Wind Onshore | Not identified |  | 1/1/2012 | 147.6 | 8.3% | 12.19 | 0.00% | No | EU+RoW | M2M | Not planned | [7 empty] | No |  | Unknown
141 | France | Installed | Iberdrola (Brissy) | BRIY | Wind Onshore | Gamesa | G90 | 8/5/2009 | 6.00 | 60.00% | 3.6 | 0.00% | Yes | EU+RoW | PI EU | Comissioned | [6 empty] | Yes | Onboarded | Détail Iberdrola | Yes
142 | France | Installed | Crucey III | CY30 | PV |  |  |  | 24.00 | 0% | 0 | 0.00% | No | EU+RoW | PI | Not Planned | [6 empty] | No | No
143 | Canada | DBO | Cypress I&II |  | Wind Onshore | Unknow | Unknow | 3/31/2023 | 248.4 | 75.00% | 186.3 | 100.00% | Yes | North America | [9 empty] | No
144 | Egypt | Installed | DAK 01 |  | PV | Not identified | Not identified | 1/5/2019 | 5.65 | 1.00% | 0.06 | 0.00% | No | EU+RoW | RDO
145 | Egypt | DBO | DAK 02 - Karm Project |  | PV | Not identified | Not identified | 3/30/2021 | 16.8 | 1.00% | 16.8 | 0.00% | No | EU+RoW | RDO | [9 empty] | ?
146 | Israel | Installed | Dalkia PV Gvulot |  | PV | SMA | SC 760 CP XT | 12/31/2013 | 8.5 | 100.00% | 8.5 | 100.00% | Yes | EU+RoW | M2M - Padcon | Not Planned | Sep-22 | [7 empty] | Padcon FTP
147 | Israel | Installed | Dalkia PV Lahav |  | PV | Not identified | Not identified | 6/4/2014 | 3.2 | 90.00% | 2.88 | 100.00% | Yes | EU+RoW | M2M - Padcon | Not Planned | Sep-22 | [7 empty] | Padcon FTP
148 | Israel | Installed | Dalkia PV Nachal OZ |  | PV | SMA | SC 760 CP XT | 12/31/2013 | 6.00 | 100.00% | 6 | 100.00% | Yes | EU+RoW | M2M - Padcon | Not Planned | Sep-22 | [7 empty] | Padcon FTP
149 | Israel | Installed | Dalkia PV Samar |  | PV | SMA | SC 800 CP XT | 4/22/2014 | 10.8 | 100.00% | 10.8 | 100.00% | Yes | EU+RoW | Genesys NA Via FTP | Planned | Sep-22 | [7 empty] | Padcon FTP
150 | China | Installed | Daming Wuxi |  | PV | Not identified | Not identified | 12/31/2020 | 5.41 | 90.4% | 10.5 | 100.00% | No |  | RDO
151 | China | Installed | Darongshan |  | Wind Onshore | United Power | UP82 1.5MW | 5/23/2013 | 25.5 | 32.00% | 8.16 | 0.00% | No | EU+RoW | RDO | [8 empty] | No |  | Unknown
152 | UK | Installed | Glassmoor | GLMO | Wind Onshore | Senvion | MM82 |  | 16.00 | 10% | 1.63 | 0.00% | No | EU+RoW | PI EU | Comissioned | [6 empty] | Yes | Onboarded | source PDA database | Yes
153 | France | Installed | Iberdrola (Courcelles) | COUR | Wind Onshore | Nordex | N90 | 3/18/2008 | 11.5 | 60.00% | 6.9 | 0.00% | Yes | EU+RoW | PI EU | Comissioned | [6 empty] | Yes | Onboarded | Détail Iberdrola | Yes
154 | France | Installed | Iberdrola (Erize) | ERIZ | Wind Onshore | Nordex | N90 | 12/17/2008 | 11.5 | 60.00% | 6.9 | 0.00% | Yes | EU+RoW | PI EU | Comissioned | [6 empty] | Yes | Onboarded | Détail Iberdrola | Yes
155 | Belgium | Installed | Dendermonde | DMON | Wind Onshore | Enercon | E82 |  | 2.3 |  | 0 | 100.00% | Yes | EU+RoW | PI EU | Comissioned | [6 empty] | Yes | Onboarded | PI filled in via transfer from Enercon Scada. only limited amount of 10 min data ; HF/RT Bazefield | Yes
156 | USA | DBO | Maverick 4 | MAV4 (MAV5) | PV | Not identified | Not identified | 1/12/2020 | 132.4 | 50.00% | 66.2 | 0.00% | Yes | North America | PI US | Comissioned | 2022 | Jul-21 |  |  |  |  | Yes | Yes | By end of june 2021
157 | USA | DBO | Maverick 6 |  | PV | Not identified | Not identified | 1/12/2021 | 131.25 | 100.00% | 131.25 | 100.00% | Yes | North America | PI US | Comissioned | 2022 | Feb-22 |  |  |  |  | Yes | Yes
158 | USA | DBO | Maverick 6 Storage |  | Storage | Not identified | Not identified | 1/12/2021 | 50.00 | 100.00% | 50 | 100.00% | Yes | North America | PI US | Planned | 2022
159 | UAE | Installed | Dewa 3 (ph. A) |  | PV | Not identified |  | 5/5/2018 | 266.00 | 16.00% | 42.6 | 0.00% | No | EU+RoW | [8 empty] | TBO 2021 ? | TBO 2021 ?
160 | UAE | Installed | Dewa 3 (ph. B) |  | PV | Not identified |  | 8/18/2019 | 394.2 | 16.00% | 63.1 | 0.00% | No | EU+RoW | [8 empty] | TBO 2021 ? | TBO 2021 ?
161 | UAE | Installed | Dewa 3 (ph. C) |  | PV | Not identified |  | 1/4/2020 | 405.00 | 16.00% | 64.8 | 0.00% | No | EU+RoW | [8 empty] | TBO 2021 ? | TBO 2021 ?
162 | Greece | Installed | Didima | DIDM | Wind Onshore | Vestas | V90-3MW | 1/25/2006 | 36.00 | 100.00% | 36 | 100.00% | Yes | EU+RoW | PI EU | Comissioned | [5 empty] | Production | Yes | Onboarded
163 | France LUXEL | DBO | Diesen 2 |  | PV | Not identified | Not identified | 1/7/2022 | 9.02 | 100.00% | 9.02 | 100.00% | Yes | EU+RoW |  |  | Dec-22
164 | Belgium | Installed | Dinant | DINA | Wind Onshore | Enercon | E82 |  | 12.00 |  | 0 | 100.00% | Yes | EU+RoW | PI EU | Comissioned | [6 empty] | Yes | Onboarded | Full PI | Yes
165 | France | ? | Distriport | [5 empty] | 1.68 | 65% | 1.09 | 0.00% | No (old or dobloon) | EU+RoW | PI
166 | France LUXEL | DBO | Domérat CET (Givrette) |  | PV | Not identified | Not identified | 1/7/2021 | 4.4 |  |  | 100.00% | Yes | EU+RoW | RDO
167 | China | Installed | Dongtai IV |  | Wind Offshore | Not identified | Not identified | 12/19/2019 | 302.00 | 25.00% | 75.5 | 0.00% | No | EU+RoW | RDO | [8 empty] | No
168 | China | Installed | Dongtai V |  | Wind Offshore | Not identified | Not identified | Q3 2021 | 200.00 | 25.00% | 50 | 0.00% | No | EU+RoW | RDO | [8 empty] | No
169 | UK | Installed | Glassmoor extension | GLM2 | Wind Onshore | Senvion | MM82 |  | 12.3 | 50% | 6.15 | 0.00% | Yes | EU+RoW | PI EU | Comissioned | [6 empty] | Yes | Onboarded | source PDA database | Yes
170 | France LUXEL | Installed | Doyet (Sun 21) |  | PV | Not identified |  | 9/7/1905 | 3.2 | 15.00% | 0.48 | 0.00% | No | EU+RoW | RDO
171 | France | Installed | Iberdrola (Fitou) | FITO | Wind Onshore | Nordex | N60 | 1/6/2006 | 11.7 | 60.00% | 7.02 | 0.00% | Yes | EU+RoW | PI EU | Comissioned | [6 empty] | Yes | Onboarded | Détail Iberdrola | Yes
172 | Canada | Installed | Du Granit | GRA1 | Wind Onshore | Senvion | MM92 | 11/14/2014 | 24.6 | 70.00% | 17.22 | 100.00% | Yes | North America | PI US | Comissioned | Q4 | [5 empty] | TBO NA 2022 Q4 | Onboarded | Harvester Yes
173 | Saudi Arabia | Installed | Dumat Al-Jandal |  | Wind Onshore | Vestas | V150 | 12/31/2021 | 416.00 | 51.00% | 212.16 | 0.00% | Yes | EU+RoW | Genesys EU | Not planned | [7 empty] | No | PI EA pricing "PI CS" au nb tags Poste
174 | Germany | Installed | Eckolstädt Repowering |  | Wind Onshore | Not identified | Not identified | 1/7/2018 | 34.5 | 100.00% | 34.5 | 100.00% | Yes | EU+RoW | [9 empty] | No |  | Unknown
175 | USA | Installed | EDF-RE 5 | EX5R | Wind Onshore | Kennetech |  | 2/1/1990 | 6.5 | 100.00% | 6.5 | 100.00% | No | North America | PI US | Comissioned | Do not onboard | Oct-22 |  |  |  |  | Yes | No
176 | Mexico | Installed | EDI (BII STINU) | EDI1 | Wind Onshore | Gamesa | G80 | 1/1/2012 | 164.00 | 50.00% | 82 | 0.00% | Yes | North America | PI US | Comissioned | Q3 | [5 empty] | TBO NA 2022 Q3 | Onboarding ongoing |  | Unknown
177 | Mexico | Installed | EDP (Santo Domingo) | EDP1 | Wind Onshore | Gamesa | G80 | 4/30/2014 | 160.00 | 50.00% | 80 | 0.00% | Yes | North America | PI US | Comissioned | Q3 | [5 empty] | TBO NA 2022 Q4 | Onboarding ongoing
178 | Belgium | Installed | Eole Modave |  | Wind Onshore | Senvion | 3.2M 114 |  | 3.2 |  | 0 | 0.00% | No | EU+RoW | PI | Not planned | [7 empty] | No | External customer: Modave | No
179 | France | Installed | Ersa Rogliano | ERSA | Wind onshore | Not identified |  | 1/11/2000 | 12.00 | 100.00% | 12 | 0.00% | Yes | EU+RoW | [9 empty] | No
180 | France | Installed | Iberdrola (Grand Place) | GRPL | Wind Onshore | Gamesa | G90 | 10/31/2010 | 12.00 | 60.00% | 7.2 | 0.00% | Yes | EU+RoW | PI EU | Comissioned | [6 empty] | Yes | Onboarded | Détail Iberdrola | Yes
181 | Portugal | Installed | Espiga |  | Wind Onshore | Enercon | E70 | 1/10/2005 | 6.00 | 31.3% | 1.88 | 0.00% | Yes | EU+RoW | M2M - BAX SQL | [8 empty] | No | EEVM | Control room in Esposende offices / Scada from Manufacturer / Bax Real-Time (mobile app and in control room) / Field operators monitoring
182 | Portugal | Installed | Espiga et Arga (Overeq) |  | Wind Onshore | Enercon | E92 | 6/30/2016 | 4.7 | 31.3% | 1.47 | 0.00% | Yes | EU+RoW | M2M - BAX SQL | [8 empty] | No | EEVM | Control room in Esposende offices / Scada from Manufacturer / Bax Real-Time (mobile app and in control room) / Field operators monitoring
183 | Belgium | Installed | Estaimpuis | ESTA | Wind Onshore | Vestas | V100 |  | 11.00 | 0% | 0 | 100.00% | Yes | EU+RoW | PI EU | Comissioned | [6 empty] | Yes | Onboarded | Onb. | Onboardé 19/10/2020
184 | Belgium | Installed | Evolis | EVOL | Wind Onshore | Enercon | E82 |  | 8.00 |  | 0 | 100.00% | Yes | EU+RoW | PI EU | Comissioned | [6 empty] | Yes | Onboarded | PI filled in via transfer from Enercon Scada. only limited amount of 10 min data ; HF/RT Bazefield | Yes
185 | France | Installed | Iberdrola (La Butte Des Fraus) | LBDF | Wind Onshore | Vestas | V80 | 9/14/2006 | 12.00 | 60.00% | 7.2 | 0.00% | Yes | EU+RoW | PI EU | Comissioned | Aug-21 | [5 empty] | Yes | Onboarded | Détail Iberdrola | Yes
186 | UK | Installed | Green Rigg | GRRI | Wind Onshore | Vestas | V80 |  | 36.00 | 10% | 3.67 | 0.00% | No | EU+RoW | PI EU | Comissioned | [6 empty] | Yes | Onboarded | source PDA database | Yes
187 | Germany Futuren | Installed | Falkenwalde |  | Wind Onshore | Not identified | Not identified | 1/9/2003 | 12.00 | 100.00% | 12 | 100.00% | Yes | EU+RoW | [9 empty] | No |  | Unknown
188 | UK | Installed | High Hedley II | HHH2 | Wind Onshore | Nordex | N60 | 1/6/2008 | 5.2 | 26.00% | 1.35 | 100.00% | Yes | EU+RoW | PI EU | Comissioned | [6 empty] | Yes | Onboarded | Sera onboardé S42 | Onboardé 19/10/2020
189 | France | Installed | Iberdrola (La Heroudiere) | HERO | Wind Onshore | Gamesa | G87 | 7/31/2008 | 8.00 | 60.00% | 4.8 | 0.00% | Yes | EU+RoW | PI EU | Comissioned | Sep-21 | [5 empty] | Yes | Onboarded | pas d’events. Décomissionning mi-aout 2020 => les achats sont entrain de valider la durée de garantie | TBO 2021
190 | China | Installed | Feicheng I |  | Wind Onshore | Gamesa | Not identified | 11/23/2018 | 45.3 | 80.00% | 36.24 | 100.00% | No | EU+RoW | RDO | [8 empty] | No |  | Unknown
191 | Belgium | Installed | Feluy | FELU | Wind Onshore | Vestas | V110 | 7/23/2019 | 2.2 |  | 0 | 100.00% | Yes | EU+RoW |  | Not planned | [7 empty] | No | PI too expensive for 1 WT site. let's see what Genesys or PI 24V costs | yes
192 | France | Installed | Iberdrola (La Nourais) | NOUR | Wind Onshore | Gamesa | G80 | 7/31/2008 | 10.00 | 60.00% | 6 | 0.00% | Yes | EU+RoW | PI EU | Comissioned | [6 empty] | Yes | Onboarded | Détail Iberdrola | Yes
193 | USA | DBO | Maverick 7 |  | PV | Not identified | Not identified | 1/12/2021 | 179.00 | 100.00% | 179 | 100.00% | Yes | North America | PI US | Comissioned | 2022 | Feb-22 |  |  |  |  | Yes | Yes
194 | Belgium | Installed | Fernelmont | FERN | Wind Onshore | Enercon | E82 |  | 6.3 | 0% | 0 | 100.00% | Yes | EU+RoW | PI EU | Comissioned | [6 empty] | Yes | Onboarded | / Ingested on 30-03 | Yes
195 | France | Installed | Iberdrola (Landes du Tertre) | LDTE | Wind Onshore | Gamesa | G90 | 6/30/2011 | 10.00 | 60.00% | 6 | 0.00% | Yes | EU+RoW | PI EU | Comissioned | [6 empty] | Yes | Onboarded | Yes dec 2020
196 | France | ? | Fierville 1-3 | [5 empty] | 20.00 | 0% | 0 | 0.00% | No (old or dobloon) | EU+RoW
197 | France | ? | FLOG | [5 empty] | 1.25 | 0% | 0 | 0.00% | No (old or dobloon) | EU+RoW
198 | Belgium | Installed | Floreffe | FLOR | Wind Onshore | Enercon | E82 |  | 14.7 | 0% | 0 | 100.00% | Yes | EU+RoW | PI EU | Comissioned | [6 empty] | Yes | Onboarded | / Ingested on 30-03 | Yes
199 | Greece | Installed | Florina |  | PV | SMA | SMC 6000A. SB 3800 and SB 1700 | 12/5/2010 | 0.3 | 100.00% | 0.3 | 100.00% | Yes | EU+RoW | PI EU | NO | [6 empty] | No
200 | Greece | Installed | Fokida 2 PV | FKP2 | PV | SMA | 4x SC 630 HE -11 | 5/30/2012 | 2.7 | 100.00% | 2.7 | 100.00% | Yes | EU+RoW | PI EU | Comissioned | Apr-22
201 | Greece | Installed | Fokida 5 | FKP5 | PV | SMA | 2x SC 500 HE - 11 | 1/2/2012 | 1.1 | 100.00% | 1.1 | 100.00% | Yes | EU+RoW | PI EU | Comissioned | Apr-22
202 | Brazil | Installed | Folha Larga Phase 1 |  | Wind Onshore | Not identified | Not identified | 1/9/2020 | 147.00 | 100.00% | 147 | 100.00% | Yes | EU+RoW | RDO | [8 empty] | No |  | Unknown
203 | Brazil | Installed | Folha Larga Phase 2 |  | Wind Onshore | Not identified | Not identified | 1/4/2021 | 197.4 | 100.00% | 197.4 | 100.00% | Yes | EU+RoW | RDO | [8 empty] | No |  | Unknown
204 | France | Installed | Iberdrola (Laneuville) | LANE | Wind Onshore | Senvion | MM92 | 5/15/2008 | 10.00 | 60.00% | 6 | 0.00% | Yes | EU+RoW | PI EU | Comissioned | [6 empty] | Yes | Onboarded | Détail Iberdrola/Ingested on 06-04 | Yes
205 | France | Installed | Iberdrola (Le Roduel) | RODU | Wind Onshore | Vestas | V52 | 1/1/2006 | 6.85 | 60.00% | 4.11 | 0.00% | Yes | EU+RoW | PI EU | Comissioned | [6 empty] | Yes | Onboarded | Détail Iberdrola | Yes
206 | France LUXEL | DBO | Forges de la becque |  | PV | Not identified | Not identified | 1/7/2021 | 5.00 | 50.00% | 2.5 | 0.00% | Yes | EU+RoW | RDO
207 | France LUXEL | DBO | Fragnes-La Loyère |  | PV | Not identified | Not identified | 1/7/2021 | 4.3 |  |  | 100.00% | Yes | EU+RoW | RDO
208 | France | Installed | Iberdrola (Lerome) | LERO | Wind Onshore | Vestas | V52 | 5/26/2006 | 4.85 | 60.00% | 2.91 | 0.00% | Yes | EU+RoW | PI EU | Comissioned | [6 empty] | Yes | Onboarded | Détail Iberdrola | Yes
209 | France | Installed | Iberdrola (Mache) | MACH | Wind Onshore | Gamesa | G90 | 12/31/2008 | 8.00 | 60.00% | 4.8 | 0.00% | Yes | EU+RoW | PI EU | Comissioned | [6 empty] | Yes | Onboarded | Détail Iberdrola | Yes
210 | France | Installed | Iberdrola (Mauron) | MAUR | Wind Onshore | Gamesa | G90 | 6/30/2010 | 10.00 | 60.00% | 6 | 0.00% | Yes | EU+RoW | PI EU | Comissioned | [6 empty] | Yes | Onboarded | Détail Iberdrola | Yes
211 | India | Installed | G1.2 - Sukavala (SITAC) |  | Wind Onshore | Gamesa | G114 | 7/25/2017 | 64.00 | 50.00% | 32 | 0.00% | Yes | EU+RoW | RDO | [8 empty] | No | SITAC (50%) | Unknown
212 | India | Installed | G2 - Pipartoda (SITAC) |  | Wind Onshore | Gamesa | G114 | 3/31/2017 | 26.00 | 50.00% | 13 | 0.00% | Yes | EU+RoW | RDO | [8 empty] | No | SITAC (50%) | Unknown
213 | India | Installed | G3 - Ratabhe (SITAC) |  | Wind Onshore | Vestas | V90-3MW | 6/8/2016 | 26.00 | 50.00% | 13 | 0.00% | Yes | EU+RoW | RDO | [8 empty] | No | SITAC (50%) | Unknown
214 | India | Installed | G4 - Raipar (SITAC) |  | Wind Onshore | Gamesa | G114 | 3/31/2017 | 22.00 | 50.00% | 11 | 0.00% | Yes | EU+RoW | RDO | [8 empty] | No | SITAC (50%) | Unknown
215 | India | Installed | G5 - Amreli (SITAC) |  | Wind Onshore | Gamesa | G97 | 12/30/2016 | 26.00 | 50.00% | 13 | 0.00% | Yes | EU+RoW | RDO | [8 empty] | No | SITAC (50%) | Unknown
216 | India | Installed | G6/G7 - Verdant (SITAC) |  | Wind Onshore | Vestas | Not identified | 6/25/2019 | 105.00 | 90.00% | 94.5 | 100.00% | Yes | EU+RoW | RDO | [8 empty] | No | SITAC (10%) | Unknown
217 | India | DBO | G8/G9 - Kabini |  | Wind Onshore | GE | GE/132 | 1/12/2022 | 302.4 | 90.00% | 270 | 100.00% | Yes | EU+RoW | RDO | [8 empty] | No
218 | France | Installed | Iberdrola (Montlouby I) | MTL1 | Wind Onshore | Gamesa | G87 | 1/10/2008 | 12.00 | 60.00% | 7.2 | 0.00% | Yes | EU+RoW | PI EU | Comissioned | [6 empty] | Yes | Onboarded | Détail Iberdrola | Yes
219 | France | Installed | Iberdrola (Nurlu) | NURL | Wind Onshore | Gamesa | G90 | 12/31/2010 | 8.00 | 60.00% | 4.8 | 0.00% | Yes | EU+RoW | PI EU | Comissioned | [6 empty] | Yes | Onboarded | Détail Iberdrola | Yes
220 | France | Installed | Iberdrola (Pamproux) | PAMP | Wind Onshore | Gamesa | G90 | 8/29/2012 | 10.00 | 60.00% | 6 | 0.00% | Yes | EU+RoW | PI EU | Comissioned | [6 empty] | Yes | Onboarded | Détail Iberdrola | Yes
221 | France | Installed | Iberdrola (Pleugriffet) | PLEU | Wind Onshore | Gamesa | G90 | 10/31/2010 | 10.00 | 60.00% | 6 | 0.00% | Yes | EU+RoW | PI EU | Comissioned | [6 empty] | Yes | Onboarded | Détail Iberdrola | Yes
222 | France | Installed | Iberdrola (Rampont I) | RAM1 | Wind Onshore | Gamesa | G90 | 7/31/2008 | 12.00 | 60.00% | 7.2 | 0.00% | Yes | EU+RoW | PI EU | Comissioned | [6 empty] | Yes | Onboarded | Détail Iberdrola | Yes
223 | France | Installed | Iberdrola (Rampont II) | RAM2 | Wind Onshore | Gamesa | G90 | 6/30/2010 | 26.00 | 60.00% | 15.6 | 0.00% | Yes | EU+RoW | PI EU | Comissioned | [6 empty] | Yes | Onboarded | Détail Iberdrola | Yes
224 | Belgium | Installed | Geel Laakdal | LAAK | Wind Onshore | Vestas | V100 |  | 6.6 |  | 0 | 100.00% | Yes | EU+RoW |  | Not planned | [7 empty] | No | PI too expensive for 3 WT and 2 Scada servers site. let's see what Genesys or PI 24V costs | yes
225 | Israel | Installed | Geffen 1 |  | PV | Not identified | Not identified |  | 6.00 | 30% | 1.8 | 0.00% | Yes | EU+RoW | M2M | Not Planned | Sep-22 | [7 empty] | Padcon FTP
226 | Belgium | Installed | Genk | GENK | Wind Onshore | Enercon | E82 |  | 2.3 |  | 0 | 100.00% | Yes | EU+RoW | PI EU | Comissioned | [6 empty] | Yes | Onboarded | PI filled in via transfer from Enercon Scada. only limited amount of 10 min data ; HF/Rt Bazefield.
227 | Israel | Installed | Gevim |  | PV | Not identified | Not identified | 12/5/2022 | 27.00 | 60.00% | 16.2 | 100.00% | Yes | EU+RoW
228 | Turkey | Installed | Geycek |  | Wind Onshore | Enercon |  | 4/18/2014 | 168.00 | 50.00% | 84 | 0.00% | No | EU+RoW | [9 empty] | No | source wind assets GA | Unknown
229 | France | ? | GFA | [5 empty] | 0.75 |  | 0 | 0.00% | No (old or dobloon) | EU+RoW | PI
230 | Belgium | Installed | Ghlin (Sapa) | GHLI | Wind Onshore | Vestas | V110 |  | 2.2 |  | 0 | 100.00% | Yes | EU+RoW |  | Not planned | [7 empty] | No | PI too expensive for 1 WT site. let's see what Genesys or PI 24V costs | yes
231 | USA | Installed | Pilot Hill | PIL1 | Wind Onshore | GE | 1.85 | 9/26/2015 | 175.00 | 100.00% | 175 | 100.00% | Yes | North America | PI US (ETL) | Comissioned | Q2 | May-22 |  |  |  | SBX | Yes | onboarded | Harvester Yes
232 | UK | Installed | Langley | LANG | Wind Onshore | Senvion | MM82 | 1/12/2008 | 8.00 | 26.00% | 2.08 | 100.00% | Yes | EU+RoW | PI EU | Comissioned | [6 empty] | Yes | Onboarded |  | Yes
233 | UK | Installed | Longpark | LGPK | Wind Onshore | Senvion | MM82 | 1/11/2009 | 38.00 | 26.00% | 9.88 | 100.00% | Yes | EU+RoW | PI EU | Comissioned | [6 empty] | Yes | Onboarded |  | Yes
234 | Poland | Installed | Górzyca |  | Wind Onshore | Vestas | Not identified | 10/29/2021 | 24.00 | 100.00% | 24 | 100.00% | Yes | EU+RoW | RDO | [8 empty] | No
235 | France | Installed | Iberdrola (Ribemont) | RIBE | Wind Onshore | Gamesa | G90 | 8/5/2009 | 10.00 | 60.00% | 6 | 0.00% | Yes | EU+RoW | PI EU | Comissioned | [6 empty] | Yes | Onboarded | Détail Iberdrola | Yes
236 | South Africa | Installed | Grassridge |  | Wind Onshore | Vestas | V112 | 1/19/2015 | 64.5 | 50.4% | 32.5 | 100.00% | Yes | EU+RoW | Genesys EU | planned | Jun-22 | [6 empty] | To be onboarded | Industrial Development Corporation | Unknown
237 | UK | Installed | Great Orton | GROR | Wind Onshore | Vestas | V47 | 1/1/1993 | 3.96 | 26.00% | 1.03 | 100.00% | Yes | EU+RoW | RDO | Not planned | [7 empty] | No |  | Yes
238 | USA | Installed | Spearville III | SPV3 | Wind Onshore | GE | 1.6 | 1/10/2012 | 100.8 | 20.00% | 20.16 | 0.00% | Yes | North America | PI US (ETL) | Comissioned |  | Oct-22 |  |  |  | sbx | Yes | onboarded | Harvester Yes
239 | UK | Installed | Park Spring | PASP | Wind Onshore | GE | 2.85-103 | 11/14/2015 | 8.55 | 26.00% | 2.22 | 100.00% | Yes | EU+RoW | PI EU | Comissioned | [6 empty] | Yes | Onboarded | source PDA database/ Ingested on 30-03
240 | Germany Futuren | Installed | Großvargula |  | Wind Onshore | Not identified | Not identified | 1/1/2001 | 24.00 | 100.00% | 24 | 100.00% | Yes | EU+RoW | [9 empty] | No |  | Unknown
241 | France | Installed | Iberdrola (Saint Merec) | STME | Wind Onshore | Vestas | V80 | 5/25/2006 | 8.00 | 60.00% | 4.8 | 0.00% | Yes | EU+RoW | PI EU | Comissioned | [6 empty] | Yes | Onboarded | Détail Iberdrola | Yes
242 | Belgium | Installed | Hamme | HAMM | Wind Onshore | Enercon | E82 |  | 4.6 |  | 0 | 100.00% | Yes | EU+RoW | PI EU | Comissioned | [6 empty] | Yes | Onboarded | PI filled in via transfer from Enercon Scada. only limited amount of 10 min data ; HF/RT Bazefield | Yes
243 | France LUXEL | Installed | Hauterive (Sun 20) |  | PV | Not identified |  | 9/7/1905 | 4.8 | 15.00% | 0.72 | 0.00% | No | EU+RoW | RDO
244 | USA | Installed | Hawi | HAWI | Wind Onshore | Vestas | V47 | 5/22/2006 | 10.56 | 0.00% | 0 | 0.00% | No | North America | PI US | Comissioned | Do not onboard | [6 empty] | No | sold. decommissioned. or are selling
245 | Germany Futuren | Installed | Heilenbach I |  | Wind Onshore | Not identified | Not identified | 1/4/2019 | 1.5 | 100.00% | 1.5 | 100.00% | Yes | EU+RoW | [9 empty] | No |  | Unknown
246 | France | Installed | Iberdrola (Sery) | SERY | Wind Onshore | Gamesa | G90 | 8/5/2009 | 8.00 | 60.00% | 4.8 | 0.00% | Yes | EU+RoW | PI EU | Comissioned | [6 empty] | Yes | Onboarded | Détail Iberdrola | Yes
247 | USA | Installed | Spinning Spur II | SPS2 | Wind Onshore | GE | 1.85 | 1/6/2014 | 161.00 | 50.00% | 80.5 | 0.00% | Yes | North America | PI US (ETL) | Comissioned | Q2 | Oct-22 |  |  |  |  | Yes | onboarded | Harvester Yes
248 | France LUXEL | Installed | Herment (Entoublanc) |  | PV | Not identified |  | 10/7/1905 | 5.00 | 15.00% | 0.75 | 0.00% | No | EU+RoW | RDO
249 | UK | Installed | High Hedley I | HHH1 | Wind Onshore | Nordex | N50 | 1/12/2001 | 2.4 | 26.00% | 0.62 | 100.00% | Yes | EU+RoW | PI EU | Comissioned | [7 empty] | No | Attente retour SCADA (Virtualisation du SCADA en cours) - Sébastien MARIN (commande pas encore reçue) | Update ?
250 | UK | Installed | Pearie Law | PLAW | Wind Onshore | GE | 3.2-103 | 3/11/2016 | 19.2 | 26.00% | 4.99 | 100.00% | Yes | EU+RoW | PI EU | Comissioned | [6 empty] | Yes | Onboarded | source PDA database/ Ingested on 30-03
251 | China | Installed | Hitachi |  | PV | Not identified | Not identified | 12/15/2020 | 0.35 | 90.2% | 10.5 | 100.00% | No | EU+RoW | RDO
252 | Israel | Installed | Hogla/ other floating |  | PV | Not identified | Not identified | 9/5/2022 | 1.5 | 100.00% | 1.5 | 100.00% | Yes | EU+RoW
253 | USA | Installed | Valentine Solar | LLC | PV | Power Electronics | FS 3225 MU | 12/31/2019 | 135.00 | 0.00% | 0 | 0.00% | No | North America | PI US | Comissioned | 2022 | [5 empty] | Yes | Yes
254 | France | Installed | Iberdrola (St Aubin) | STAU | Wind Onshore | Nordex | N90 | 7/23/2007 | 11.5 | 60.00% | 6.9 | 0.00% | Yes | EU+RoW | PI EU | Comissioned | [6 empty] | Yes | Onboarded | Détail Iberdrola | Yes
255 | France | Installed | Iberdrola (Stenay) | STEN | Wind Onshore | Gamesa | G90 | 7/31/2008 | 10.00 | 60.00% | 6 | 0.00% | Yes | EU+RoW | PI EU | Comissioned | [6 empty] | Yes | Onboarded | Détail Iberdrola | Yes
256 | France | Installed | Iberdrola (Trayes) | TRAY | Wind Onshore | Gamesa | G90 | 6/30/2011 | 10.00 | 60.00% | 6 | 0.00% | Yes | EU+RoW | PI EU | Comissioned | [6 empty] | Yes | Onboarded | Détail Iberdrola | Yes
257 | France | Installed | Iberdrola (Villers le Sec) | VISE | Wind Onshore | Gamesa | G90 | 8/5/2009 | 6.00 | 60.00% | 3.6 | 0.00% | Yes | EU+RoW | PI EU | Comissioned | [6 empty] | Yes | Onboarded | Détail Iberdrola | Yes
258 | France | Installed | Joncels (Mas de Nai) | JONC | Wind Onshore | Gamesa | G58 | 3/21/2016 | 11.9 | 100.00% | 11.9 | 100.00% | Yes | EU+RoW | PI EU | Comissioned |  | Sep-21 |  |  |  |  | Yes | Onboarded | Formalisation des données disponibles via FTP encore en cours. Traitement additionnel demandé. Non onboardable. Point d’update en Janvier.
259 | France | Installed | La Roseraie | ROSE | PV | Siemens | SINVERT PVS1400 | 12/31/2009 | 10.5 | 100.00% | 10.5 | 100.00% | Yes | EU+RoW | PI EU | Not Planned | [6 empty] | No | No | En attente modèle R&D
260 | France | Installed | Les 3 Sources (Belfort) | SOUR | Wind Onshore | Vestas | V90 | 1/9/2007 | 24.00 | 100.00% | 24 | 100.00% | Yes | EU+RoW | PI EU | Comissioned | [6 empty] | Yes | Onboarded |  | Yes
261 | France | Installed | Les 4 Vallées 3 | QVA3 | Wind Onshore | Gamesa | G97 | 4/1/2017 | 16.00 | 100.00% | 16 | 100.00% | Yes | EU+RoW | PI EU | Comissioned |  | Sep-21 |  |  |  |  | Yes | Onboarded | Formalisation des données disponibles via FTP encore en cours. Traitement additionnel demandé. Non onboardable. Point d’update en Janvier.
262 | France | Installed | Les Taillades | TAIL | Wind Onshore | Enercon | E82 | 1/8/2019 | 27.2 | 100.00% | 27.2 | 100.00% | Yes | EU+RoW | PI EU | Comissioned | [6 empty] | Yes | Onboarded | RT/HF Yes. quid 10 min ? Romain S. : données dispos | Onboardé 19/10/2020
263 | France | Installed | Les vents de la Javigne / Ferrière Airoux | JAVI | Wind onshore | Vestas | Not identified | 1/10/2021 | 15.00 | 50.00% | 7.5 | 0.00% | Yes | EU+RoW | PI EU | Comissioned | Oct-21 | Oct-21 |  |  |  |  | Yes | Onboarded | PI TBC
264 | France | Installed | Lomont (Belfort) | LOMO | Wind Onshore | Vestas | V90 | 1/1/2008 | 20.00 | 100.00% | 20 | 100.00% | Yes | EU+RoW | PI EU | Comissioned | [6 empty] | Yes | Onboarded |  | Yes
265 | France | DBO | Longues Roies | LORO | Wind onshore | Gamesa | SG132 | 1/1/2021 | 43.55 | 100.00% | 43.55 | 100.00% | Yes | EU+RoW | PI EU | Comissioned | Sep-21 | Sep-21 |  |  |  |  | Yes | Onboarded | 5 PDL. 13 éoliennes SG132 3.65 MW avec une hauteur de moyeu à 97m. récep fev ou mars
266 | France | Installed | Lou Paou (SNC) | LOU2 | Wind Onshore | Enercon | E70 | 12/20/2006 | 2.00 | 100.00% | 2 | 100.00% | Yes | EU+RoW | PI EU | Comissioned | [6 empty] | Yes | Onboarded |  | Yes
267 | France | Installed | Luc Sur Orbieu | LUCO | Wind Onshore | Senvion | MM70 | 10/18/2007 | 12.00 | 100.00% | 12 | 100.00% | Yes | EU+RoW | PI EU | Comissioned | [6 empty] | Yes | Onboarded | /Ingested on 06-04 | Yes
268 | France | Installed | Luc sur Orbieu II (plaine) | LUC2 | Wind Onshore | Enercon | E70 | 10/7/2014 | 11.5 | 100.00% | 11.5 | 100.00% | Yes | EU+RoW | PI EU | Comissioned | [6 empty] | Yes | Onboarded |  | Yes
269 | France | Installed | Manosque | MANO | PV | SMA | SC 630 HE-11 | 12/31/2009 | 4.1 | 100.00% | 4.1 | 100.00% | Yes | EU+RoW | PI EU | Comissioned | Jul-21 | Jul-21 |  |  |  |  | Yes | Yes
270 | France | Installed | Massangis 2 | MA20 | PV | SMA | SC 630 HE-20. SC 500 HE-20 | 12/31/2012 | 20.00 | 50.00% | 10 | 0.00% | Yes | EU+RoW | PI EU | Comissioned | Jul-21 | Jul-21 |  |  |  |  | Yes | Yes
271 | France | Installed | Montagne Ardéchoise | doublon MTAR | Wind Onshore | Enercon | E82 | 5/25/2017 | 45.00 | 100.00% | 45 | 100.00% | Yes | EU+RoW | PI EU | Comissioned | [6 empty] | Yes | Onboarded | Cession ?/ Ingested on 30-03 | Yes
272 | France | Installed | Montagne Ardéchoise | MTAR | Wind Onshore | Enercon | E82 | 1/9/2018 | 61.54 | 100.00% | 61.54 | 100.00% | Yes | EU+RoW | PI EU | Comissioned | [6 empty] | Yes | Onboarded | Cession ?/ Ingested on 30-03 | Yes
273 | France | Installed | Montagne-Ardéchoise (zone sud 2) | doublon MTAR | Wind Onshore | Enercon | E82 | 10/31/2017 | 9.49 | 100.00% | 9.49 | 100.00% | Yes | EU+RoW | PI EU | Comissioned | [6 empty] | Yes | Onboarded | / Ingested on 30-03 | Yes
274 | France | Installed | Montagne-Ardéchoise (zone sud 3) | doublon MTAR | Wind Onshore | Enercon | E82 | 1/9/2018 | 7.05 | 100.00% | 7.05 | 100.00% | Yes | EU+RoW | PI EU | Comissioned | [6 empty] | Yes | Onboarded | / Ingested on 30-03 | Yes
275 | France | Installed | Montendre 1 | MDR1 | PV | SMA | SC 630 HE-11 | 12/31/2010 | 5.5 | 100.00% | 5.5 | 100.00% | Yes | EU+RoW | PI EU | Comissioned | Jul-21 | Jul-21 |  |  |  |  | Yes | Yes
276 | France | Installed | Narbonne Sud | NARB | PV | SMA | SC 250 HE-11. SC 350 HE. SC 500 HE-11 | 12/31/2008 | 7.07 | 100.00% | 7.07 | 100.00% | Yes | EU+RoW | PI EU | Comissioned | Jul-21 | Jul-21 |  |  |  |  | Yes | Yes
277 | France | Installed | Nierdervisse (Séchilienne) | NIED | Wind Onshore | Gamesa | G80 | 1/2/2008 | 12.00 | 100.00% | 12 | 100.00% | Yes | EU+RoW | PI EU | Comissioned |  | Sep-21 |  |  |  |  | Yes | Onboarded | En cours Jaber | A voir GA. données RT/HF à calculer dans PI integrator ?
278 | France | Installed | Nord Bassin de Thau | regroupement | Wind onshore | Not identified | Not identified | 1/11/2009 | 0.00 | 100.00% | 0 | 0.00% | No (old or dobloon) | EU+RoW | PI | Comissioned | [6 empty] | Yes | Onboarded | FUTUREN ?
279 | France | Installed | Nord Bassin de Thau (La Pierre) | LAPI | Wind Onshore | Senvion | MM82 | 1/11/2009 | 8.00 | 100.00% | 8 | 100.00% | Yes | EU+RoW | PI EU | Comissioned | [5 empty] | Sandbox | Yes | Onboarded | FUTUREN ? | Yes
280 | France | Installed | Nord Bassin de Thau (Nipleau) | NIPL | Wind Onshore | Senvion | MM82 | 1/11/2009 | 6.00 | 100.00% | 6 | 100.00% | Yes | EU+RoW | PI EU | Comissioned | [6 empty] | Yes | Onboarded | FUTUREN ? | Yes
281 | France | Installed | Nord Bassin de Thau (Petite Moure) | PEMO | Wind Onshore | Senvion | MM82 | 1/11/2009 | 6.00 | 100.00% | 6 | 100.00% | Yes | EU+RoW | PI EU | Comissioned | [6 empty] | Yes | Onboarded | FUTUREN ? | Yes
282 | France | Installed | Nord Bassin de Thau (Trois Freres) | TRFR | Wind Onshore | Senvion | MM82 | 1/11/2009 | 6.00 | 100.00% | 6 | 100.00% | Yes | EU+RoW | PI EU | Comissioned | [6 empty] | Yes | Onboarded | FUTUREN ? | Yes
283 | Belgium | Installed | Ieper | IEPR | Wind Onshore | Enercon | E70 |  | 4.6 | etit | 0 | 100.00% | Yes | EU+RoW | PI EU | Comissioned | [6 empty] | Yes | Onboarded | PI filled in via transfer from Enercon Scada. only limited amount of 10 min data ; HF/RT Bazefield | Yes
284 | France LUXEL | Installed | Ille sur Tête (solaire Ille) |  | PV | Not identified |  | 6/7/1905 | 11.1 | 15.00% | 1.67 | 0.00% | No | EU+RoW | RDO
285 | Greece | Installed | Imerovigli | IMER | Wind Onshore | Vestas | V90-3MW | 4/14/2008 | 30.00 | 0% | 0 | 0.00% | No | EU+RoW | PI EU | Comissioned | [5 empty] | Production | Yes | Onboarded | /Ingested on 06-04 / Main owner Nostira
286 | France | ? | Istres | [5 empty] | 11.5 | 0% | 0 | 0.00% | No (old or dobloon) | EU+RoW | PI
287 | France LUXEL | Installed | Jazeneuil (Sun 21) |  | PV | Not identified |  | 9/7/1905 | 2.4 | 15.00% | 0.36 | 0.00% | No | EU+RoW | RDO
288 | France | Installed | Oupia | OUPI | Wind Onshore | Neg Micon | NM52 | 1/4/2004 | 8.1 | 100.00% | 8.1 | 100.00% | Yes | EU+RoW | PI EU | Comissioned | [6 empty] | Yes | Onboarded |  | Yes
289 | France | ? | Joux la ville | [5 empty] | 44.00 | 0% | 0 | 0.00% | No (old or dobloon) | EU+RoW
290 | Egypt | Installed | Juhayna |  | PV | Not identified | Not identified | 1/9/2016 | 1.02 | 1.00% | 0.01 | 0.00% | No | EU+RoW | RDO
291 | China | Installed | Kangping (ph. 1) |  | Wind Onshore | United Power | UP82 1.5MW | 5/23/2011 | 49.5 | 39.2% | 19.4 | 0.00% | No | EU+RoW | RDO | [8 empty] | No |  | Unknown
292 | China | Installed | Kangping 2&3 |  | Wind Onshore | United Power | Not identified | 12/31/2020 | 96.00 | 39.2% | 37.63 | 0.00% | No | EU+RoW | RDO | [8 empty] | No |  | Unknown
293 | Germany | Installed | Kavelstorf |  | Wind Onshore | Not identified | Not identified | 1/1/2001 | 7.2 | 100.00% | 7.2 | 100.00% | Yes | EU+RoW | [9 empty] | No |  | Unknown
294 | USA | DBO | Arrow Canyon |  | PV | Not identified | Not identified | 1/1/2023 | 274.8 | 100.00% | 274.8 | 100.00% | Yes | North America |  |  | 2022
295 | Germany Futuren | Installed | Keltische Schanze I |  | Wind Onshore | Not identified | Not identified | 12/19/2006 | 1.5 | 48.00% | 0.72 | 0.00% | Yes | EU+RoW | [9 empty] | No |  | Unknown
296 | Germany Futuren | Installed | Keltische Schanze II |  | Wind Onshore | Not identified |  | 12/16/2006 | 1.5 | 21.00% | 0.32 | 0.00% | Yes | EU+RoW | [9 empty] | No |  | Unknown
297 | Israel | Installed | Kerem Shalom |  | PV | Not identified | Not identified | 2/28/2014 | 6.4 | 42.9% | 2.74 | 0.00% | Yes | EU+RoW | M2M - Padcon | Not Planned | Sep-22 | [7 empty] | Padcon FTP
298 | Israel | Installed | Kfar Maymon |  | PV | Not identified | Not identified | 10/15/2018 | 6.7 | 90.00% | 6.03 | 100.00% | Yes | EU+RoW | M2M - Padcon | Not Planned | Sep-22 | [7 empty] | Padcon FTP
299 | USA | Installed | Copenhagen | CPH1 | Wind Onshore | Vestas | V100 | 1/1/2019 | 80.00 | 100.00% | 80 | 100.00% | Yes | North America | PI US (ETL) | Comissioned | Q4 | [5 empty] | TBO NA 2022 Q3 | Onboarding ongoing |  | Unknown
300 | USA | Installed | Great Western | GTW1 | Wind Onshore | Vestas | V100&V117 | 12/31/2016 | 225.00 | 50.00% | 112.5 | 0.00% | Yes | North America | PI US (ETL) | Comissioned | Q4 | [5 empty] | TBO NA 2022 Q2 | Onboarded | Harvester Yes
301 | UK | Installed | Kirkheaton | KIRK | Wind Onshore | Nordex | N43 | 1/4/2014 | 1.8 | 26.00% | 0.47 | 100.00% | Yes | EU+RoW | RDO | Not planned | [7 empty] | No |  | Yes
302 | Israel | Installed | Kmehin |  | PV | Not identified | Not identified | 12/5/2022 | 5.9 | 74.00% | 4.4 | 100.00% | Yes | EU+RoW
303 | France | ? | Knauff | [5 empty] | 0.33 | 0% | 0 | 0.00% | No (old or dobloon) | EU+RoW | PI
304 | Israel | Installed | Kochav Michael |  | PV | Not identified | Not identified | 7/31/2021 | 12.00 | 74.00% | 8.88 | 100.00% | Yes |  | M2M - Padcon | Not Planned | Sep-22
305 | Greece | DBO | Kokkitharia 1 | KOK1 | PV | Not defined | Not defined | 1/4/2022 | 15.00 | 90.00% | 13.5 | 100.00% | Yes | EU+RoW | PI EU
306 | Greece | DBO | Kokkitharia 2 | KOK2 | PV | Not defined | Not defined | 1/4/2022 | 15.00 | 90.00% | 13.5 | 100.00% | Yes | EU+RoW | PI EU
307 | Turkey | Installed | Kozbeyli | Cession ? | Wind Onshore | Enercon |  | 12/31/2012 | 32.2 | 25.00% | 8.05 | 0.00% | No | EU+RoW | [9 empty] | No | source wind assets GA | Unknown
308 | Turkey | Installed | Kozbeyli 3 | Cession ? | Wind Onshore | Enercon |  | 4/12/2017 | 2.35 | 25.00% | 0.59 | 0.00% | No | EU+RoW | [9 empty] | No | source wind assets GA | Unknown
309 | Germany Futuren | Installed | Kribbe |  | Wind Onshore | Not identified | Not identified | 1/1/2003 | 9.00 | 100.00% | 9 | 100.00% | Yes | EU+RoW | [9 empty] | No |  | Unknown
310 | Germany | Installed | Kröpelin |  | Wind Onshore | Not identified | Not identified | 1/1/2002 | 3.00 | 100.00% | 3 | 100.00% | Yes | EU+RoW | [9 empty] | No |  | Unknown
311 | Germany Futuren | Installed | Krusemark |  | Wind Onshore | Not identified | Not identified | 1/6/2015 | 12.00 | 100.00% | 12 | 100.00% | Yes | EU+RoW | [9 empty] | No |  | Unknown
312 | Israel | Installed | Ktora |  | PV | Not identified | Not identified | 7/23/2015 | 40.00 | 25.3% | 10.1 | 0.00% | Yes | EU+RoW | M2M | Not Planned | Sep-22 | [7 empty] | Padcon FTP (Ketura ?)
313 | France LUXEL | DBO | La charité sur loire |  | PV | Not identified | Not identified | 1/7/2022 | 9.68 | 100.00% | 9.68 | 100.00% | Yes | EU+RoW
314 | France | Installed | Pays d'Anglure | PAAN | Wind Onshore | Nordex | N131 | 1/9/2019 | 21.6 | 100.00% | 21.6 | 100.00% | Yes | EU+RoW | PI EU | Comissioned | [6 empty] | Yes | Onboarded
315 | France | Installed | Petit Canal repowering | PCR1 | Wind onshore | Enercon | E44 | 1/5/2020 | 9.00 | 100.00% | 9 | 100.00% | Yes | EU+RoW | PI EU | Comissioned | [6 empty] | Yes | Onboarded | Info pour PCR1: 10 Enercon E44 0.9MW (bridage poste à 6MW). déjà connecté à RDL
316 | France | Installed | Pézilla | PEZI | Wind Onshore | Vestas | V80 | 5/20/2016 | 96.00 | 100.00% | 96 | 100.00% | Yes | EU+RoW | PI EU | Comissioned | [6 empty] | Yes | Onboarded |  | Yes
317 | Canada | Installed | La Mitis | MIT1 | Wind Onshore | Senvion | MM92 | 10/17/2014 | 24.6 | 70.00% | 17.22 | 100.00% | Yes | North America | PI US | Comissioned | Q4 | [5 empty] | TBO NA 2022 Q4 | Onboarded | Harvester Yes
318 | France | Installed | Plat des Graniers (Corbières Méditérranée) | PLGR | Wind Onshore | Enercon | E70 | 11/4/2012 | 9.2 | 100% | 9.2 | 100.00% | Yes | EU+RoW | PI EU | Comissioned | [6 empty] | Yes | Onboarded |  | Yes
319 | France LUXEL | DBO | La Souterraine (Luxel) |  | PV | Not identified | Not identified | 11/25/2019 | 3.00 | 100.00% | 3 | 100.00% | Yes | EU+RoW | RDO
320 | France LUXEL | DBO | La Souterraine 2 (Luxel) |  | PV | Not identified | Not identified | 1/1/2021 | 2.94 |  |  | 100.00% | Yes | EU+RoW | RDO
321 | Mexico | Installed | La Ventosa | LAV1 | Wind Onshore | Clipper Liberty | Clipper 2.5MW | 12/31/2009 | 67.5 | 100.00% | 67.5 | 0.00% | Yes | North America | PI US | Comissioned | Q4 | [5 empty] | TBO NA 2022 Q4 | No
322 | Canada | Installed | Lac Alfred | LAC1 | Wind Onshore | Senvion | MM92 | 1/1/2012 | 150.00 | 20.00% | 30 | 100.00% | Yes | North America | PI US | Comissioned | [6 empty] | TBO NA 2022 Q4 | Onboarded |  | Unknown
323 | Canada | Installed | Lac Alfred 2 | LAC1 | Wind Onshore | Senvion | MM92 | 9/30/2013 | 30.00 | 20.00% | 6 | 100.00% | Yes | North America | PI US | Comissioned | [6 empty] | TBO NA 2022 Q4 | Onboarded |  | Unknown
324 | France LUXEL | DBO | Lachapelle-Auzac |  | PV | Not identified | Not identified | 1/10/2022 | 19.5 | 100.00% | 19.5 | 100.00% | Yes | EU+RoW
325 | Germany Futuren | Installed | Ladbergen |  | Wind Onshore | Not identified | Not identified | 1/10/2005 | 6.00 | 100.00% | 6 | 100.00% | Yes | EU+RoW | [9 empty] | No |  | Unknown
326 | France | Installed | Plein Vents (Aulemas quatre bornes) | AUQB | Wind Onshore | Senvion | MM70 | 12/14/2005 | 10.00 | 100.00% | 10 | 100.00% | Yes | EU+RoW | PI EU | Comissioned | [6 empty] | Yes | Onboarded | Détail Plein Vents | Yes
327 | Egypt | Installed | Lahmi Bay |  | PV | Not identified | Not identified | 1/1/2020 | 0.34 | 1.00% | 0 | 0.00% | No | EU+RoW | RDO
328 | Greece | Installed | Lambraina | LAMB | PV | SMA | 2x SC 500 HE-11. 1x SC 720 HE-20 | 6/30/2012 | 1.84 | 100.00% | 1.84 | 100.00% | Yes | EU+RoW | PI EU | Comissioned | Apr-22
329 | USA | Installed | Lancaster |  | PV | SMA | 750-CP-US | 6/30/2014 | 5.9 | 100.00% | 5.9 | 100.00% | Yes | North America | PI US | Comissioned | 2022 | [5 empty] | Yes | Yes
330 | USA | DBO | Langford |  | Wind Onshore | Not identified | Not identified | 12/15/2020 | 150.00 | 20.00% | 30 | 100.00% | No | North America | PI US | Comissioned | Do not onboard | [6 empty] | No
331 | UK | Installed | Red House | REHO | Wind Onshore | Senvion | MM82 |  | 12.00 | 10% | 1.22 | 0.00% | No | EU+RoW | PI EU | Comissioned | [6 empty] | Yes | Onboarded | source PDA database | Yes
332 | France LUXEL | Installed | Laouzino |  | PV | Not identified | Not identified | 10/7/1905 | 3.5 | 100.00% | 3.5 | 0.00% | Yes | EU+RoW | RDO | [9 empty] | Cession ?
333 | USA | Installed | Hereford GE & Vestas | HER1 | Wind Onshore | GE/Vestas | GE1.85/V100 | 1/12/2014 | 200.00 | 50.00% | 100 | 0.00% | Yes | North America | PI US (ETL) | Comissioned | Q2 | [5 empty] | TBO NA 2022 Q2 | Onboarded | Harvester Yes
334 | France | Installed | Plein Vents (Clitourps) | CLIT | Wind Onshore | Vestas | V47 | 4/19/2005 | 3.3 | 100.00% | 3.3 | 100.00% | Yes | EU+RoW | PI EU | Comissioned | [7 empty] | No | A ré-onboarder (Mpapinh IEC). | Romain T. OK. à confirmer GA. à calculer dans PI integrator
335 | France LUXEL | DBO | Le camp |  | PV | Not identified | Not identified | 1/7/2022 | 4.4 | 100.00% | 4.4 | 100.00% | Yes | EU+RoW
336 | France LUXEL | DBO | Le grand Barat |  | PV | Not identified | Not identified | 1/1/2021 | 2.1 |  |  | 100.00% | Yes | EU+RoW | RDO
337 | France | Installed | Plein Vents (Fecamp) | FECA | Wind Onshore | Neg Micon | NM52 | 1/6/2006 | 4.5 | 100.00% | 4.5 | 100.00% | Yes | EU+RoW | PI EU | Comissioned | [6 empty] | Yes | Onboarded | Détail Plein Vents | Yes
338 | Greece | Installed | Lefkes | LEFK | Wind Onshore | Vestas | V90-3MW | 6/26/2015 | 24.00 | 0.00% | 0 | 0.00% | No | EU+RoW |  | Comissioned | [5 empty] | Sandbox | Yes (POC Genesys) | No | Main owner Aioliki Belecheri
339 | USA | Sold | Lepomis |  | PV | SMA | 750-CP-US | 6/17/2014 | 5.96 | 100.00% | 5.96 | 100.00% | Yes | North America | PI US | Comissioned | 2022 | [5 empty] | Yes | Yes
340 | France | Installed | Plein Vents (Longue Epine) | LEPI | Wind Onshore | Senvion | MM82 | 3/31/2006 | 10.00 | 100.00% | 10 | 100.00% | Yes | EU+RoW | PI EU | Comissioned | [6 empty] | Yes | Onboarded | Détail Plein Vents | Yes
341 | France | Installed | Plein Vents (Lou Paou Chastel) | LOPV | Wind Onshore | Enercon | E70 | 12/20/2006 | 12.00 | 100.00% | 12 | 100.00% | Yes | EU+RoW | PI EU | Comissioned | [6 empty] | Yes | Onboarded | Détail Plein Vents | Yes
342 | France | ? | Les avants-monts | [5 empty] | 30.00 | 0% | 0 | 0.00% | No (old or dobloon) | EU+RoW
343 | France | Installed | Plein Vents (Riols) | RIOL | Wind Onshore | Neg Micon | NM52 | 1/7/2004 | 3.6 | 100.00% | 3.6 | 100.00% | Yes | EU+RoW | PI EU | Comissioned | [6 empty] | Yes | Onboarded | Détail Plein Vents | Yes
344 | France LUXEL | DBO | Les prés du bourg |  | PV | Not identified | Not identified | 1/1/2021 | 2.5 |  |  | 100.00% | Yes | EU+RoW | RDO
345 | France | Installed | Plein Vents (Saint Martin des Besaces) | STMB | Wind Onshore | Vestas | V90-3MW | 4/19/2006 | 6.00 | 100.00% | 6 | 100.00% | Yes | EU+RoW | PI EU | Comissioned | [6 empty] | Yes | Onboarded | Détail Plein Vents/ Ingested on 30-03 | Yes
346 | France | Installed | Plein Vents (Saint Simon) | STSI | Wind Onshore | Neg Micon | NM92 | 4/26/2004 | 11.00 | 100.00% | 11 | 100.00% | Yes | EU+RoW | PI EU | Comissioned | [6 empty] | Yes | Onboarded | Détail Plein Vents | Yes
347 | Belgium | Installed | Leuze-en-Hainaut | LEUZ | Wind Onshore | Enercon | E82 |  | 20.7 | 0% | 0 | 100.00% | Yes | EU+RoW | PI EU | Comissioned | [6 empty] | Yes | Onboarded | / Ingested on 30-03 | Yes
348 | China | Installed | Linghai |  | Wind Onshore | United Power | UP82 1.5MW | 2/10/2011 | 49.5 | 39.2% | 19.4 | 0.00% | No | EU+RoW | RDO | [8 empty] | No |  | Unknown
349 | UK | Installed | Red Tile | RETI | Wind Onshore | Senvion | MM82 |  | 24.00 | 10% | 2.45 | 0.00% | No | EU+RoW | PI EU | Comissioned | [6 empty] | Yes | Onboarded | source PDA database | Yes
350 | France | Installed | Porte de Champagne | PDCE | Wind Onshore | Senvion | MM92 | 7/6/2013 | 12.3 | 100.00% | 12.3 | 100.00% | Yes | EU+RoW | PI EU | Comissioned | [6 empty] | Yes | Onboarded |  | Yes
351 | USA | Installed | Hoosier | HOOS | Wind Onshore | Senvion | MM92 | 1/11/2009 | 106.00 | 100.00% | 106 | 100.00% | Yes | North America | PI US | Comissioned | Q4 | [5 empty] | TBO NA 2022 Q4 | Onboarded |  | Unknown
352 | UK | Installed | Rhodders | RHOD | Wind Onshore | Senvion | MM82 | 11/24/2015 | 12.3 | 26.00% | 3.2 | 100.00% | Yes | EU+RoW | PI EU | Comissioned | [6 empty] | Yes | Onboarded | source PDA database/Ingested on 06-04 / regroupé dans BFHI | Yes
353 | France | ? | Longue Epine | doublons: parc plein vent |  |  |  |  | 10.00 | 100% | 10 | 0.00% | No (old or dobloon) | EU+RoW | PI planned
354 | France | Installed | Porte de France (Séchilienne) | PDFE | Wind Onshore | Vestas | V90-2MW | 1/12/2010 | 8.00 | 100.00% | 8 | 100.00% | Yes | EU+RoW | PI EU | Comissioned | [6 empty] | Yes | Onboarded | /Ingested on 06-04 | Yes
355 | France | Installed | Pouzols | POUZ | Wind Onshore | Vestas | V52 | 3/10/2013 | 5.1 | 100.00% | 5.1 | 100.00% | Yes | EU+RoW | PI EU | Comissioned | [6 empty] | Yes | Onboarded |  | Yes
356 | France | ? | Lou Paou Chastel | doublons: parc plein vent |  |  |  |  | 12.00 | 100% | 12 | 0.00% | No (old or dobloon) | EU+RoW | PI
357 | Greece | DBO | Loutsa |  | PV | Not defined | Not defined | 12/31/2022 | 60.00 | 90.00% | 54 | 90.00% | Yes | EU+RoW | PI EU
358 | France | DBO | Roussac | ROUS | Wind onshore | Nordex | Not identified | 1/7/2021 | 15.00 | 100.00% | 15 | 100.00% | Yes | EU+RoW | PI EU | Comissioned | Dec-21 | [5 empty] | Yes | Onboarded | PI TBC
359 | France LUXEL | DBO | Lubersac |  | PV | Not identified | Not identified | 1/7/2022 | 4.2 | 100.00% | 4.2 | 100.00% | Yes | EU+RoW
360 | France | Installed | Saint Pargoire | SPAR | PV | Huawei | SUN 2000 - 100 KTL | 3/22/2019 | 11.00 | 100.00% | 11 | 100.00% | Yes | EU+RoW | PI EU | Comissioned | Nov-21 | Nov-21 |  |  |  |  | Yes | No | En attente modèle R&D
361 | France | Installed | Sainte Tulle | STUL | PV | SMA | SC 400 HE-11. SC 500 HE-11. SC 630 HE-11 | 12/31/2009 | 5.24 | 100.00% | 5.24 | 100.00% | Yes | EU+RoW | PI EU | Comissioned | Jul-21 | Jul-21 |  |  |  |  | Yes | Yes
362 | France | Installed | Salles Curan Cabreirens | SACB | Wind Onshore | Vestas | V90-3MW |  | 12.00 | 0% | 0 | 0.00% | No | EU+RoW | PI | Comissioned | [6 empty] | Yes | Onboarded | External customer: Mr Cantos / Ingested on 06-04 | Yes
363 | France | Installed | Salles Curan Calsigas | SACS | Wind Onshore | Vestas | V90-3MW |  | 6.00 | 0% | 0 | 0.00% | No | EU+RoW | PI | Comissioned | [6 empty] | Yes | Onboarded | External customer: Mr Guirande/Ingested on 06-04 | Yes
364 | France | Installed | Salles Curan SACU | SACU | Wind Onshore | Vestas | V90-3MW | 10/20/2008 | 60.00 | 100.00% | 60 | 100.00% | Yes | EU+RoW | PI EU | Comissioned | [6 empty] | Yes | Onboarded | /Ingested on 06-04 Donc 9 MW de SAPN (6/10/2020) A régulariser dans ADM et AF (retirer SAPN tur12.13&14) | Yes
365 | France | Installed | Salles Curan SAPN | SAPN | Wind Onshore | Vestas | V90-3MW | 10/20/2008 | 9.00 | 100.00% | 9 | 100.00% | Yes |  | PI EU | Comissioned | [6 empty] | Yes | Onboarded | A régulariser dans ADM et AF
366 | France LUXEL | Installed | Malicorne (Luxel) |  | PV | Not identified | Not identified | 9/30/2019 | 3.82 | 100.00% | 3.82 | 100.00% | Yes | EU+RoW | RDO
367 | France | Installed | Salzuit | SALZ | PV | Huawei | Not identified | 1/7/2021 | 4.21 | 100.00% | 4.21 | 100.00% | Yes | EU+RoW | PI EU | Comissioned | Mar-22 | Aug-22 |  |  |  |  | Yes | No
368 | Egypt | Installed | Marsa Shagara |  | PV | Not identified | Not identified | 1/12/2016 | 1.32 | 1.00% | 0.01 | 0.00% | No | EU+RoW | RDO
369 | Israel | Installed | Mashabai Sadeh |  | PV | Not identified | Not identified | 1/1/2019 | 60.00 | 100.00% | 60 | 100.00% | Yes | EU+RoW | M2M - Padcon | Not Planned | Sep-22 | [7 empty] | Padcon FTP
370 | France | Installed | Sauveterre | SAUV | Wind Onshore | Vestas | V80 | 1/4/2009 | 12.00 | 100.00% | 12 | 100.00% | Yes | EU+RoW | PI EU | Comissioned | [6 empty] | Yes | Onboarded | /Ingested on 06-04 | Yes
371 | France | ? | Massangis I | [5 empty] | 36.00 | 0% | 0 | 0.00% | No (old or dobloon) | EU+RoW | PI
372 | Canada | Installed | Massif du Sud | MDS1 | Wind Onshore | Senvion | MM92 | 1/1/2012 | 30.00 | 20.00% | 6 | 100.00% | Yes | North America | PI US | Comissioned | [6 empty] | TBO NA 2022 Q4 | Onboarded |  | Unknown
373 | France | ? | Mauron | doublons: parc Iberdrola |  |  |  |  | 10.00 | 20% | 1.97 | 0.00% | No (old or dobloon) | EU+RoW | PI
374 | France LUXEL | DBO | Maussane Paradou |  | PV | Not identified | Not identified | 1/7/2021 | 8.42 |  |  | 100.00% | Yes | EU+RoW | RDO
375 | USA | Installed | Kelly Creek | KLC1 | Wind Onshore | Vestas | V100 | 12/15/2016 | 184.00 | 100.00% | 184 | 100.00% | Yes | North America | PI US (ETL) | Comissioned | Q4 | [5 empty] | TBO NA 2022 Q2 | Onboarded | Harvester Yes
376 | USA | Installed | King Creek I | KCR1 | Wind Onshore | GE/Vestas/Gamesa | Not identified | 11/14/2021 | 184.4 | 100.00% | 184.4 | 100.00% | Yes | North America | PI US | Planned | Q4 | [5 empty] | TBO NA 2022 Q3 | Onboarding ongoing
377 | USA | Installed | King Creek II | KCR2 | Wind Onshore | Gamesa/Vestas | Not identified | 1/12/2021 | 209.00 | 100.00% | 209 | 100.00% | Yes | North America | PI US | Planned | Q4 | [5 empty] | TBO NA 2022 Q3 | Onboarding ongoing
378 | USA | Installed | Las Majadas | LSM1 | Wind Onshore | Vestas | v120 2200kw and v110 2000kw | 6/2/2021 | 272.6 | 100.00% | 272.6 | 100.00% | Yes | North America | PI US | Comissioned | Q4 | [5 empty] | TBO NA 2022 Q1 | Onboarding ongoing
379 | USA | Installed | Longhorn North | LNH1 | Wind Onshore | Vestas | V100 | 1/5/2015 | 200.00 | 50.00% | 100 | 0.00% | Yes | North America | PI US (ETL) | Comissioned | Q4 | [5 empty] | TBO NA 2022 Q2 | Onboarded | Harvester Yes
380 | Egypt | Installed | Mazaar |  | PV | Not identified | Not identified | 1/3/2018 | 0.37 | 1.00% | 0 | 0.00% | No | EU+RoW | RDO
381 | France | DBO | Télégraphe | TLGR | Wind onshore | Vestas | Not identified | 1/7/2021 | 14.4 | 100.00% | 14.4 | 100.00% | Yes | EU+RoW | PI EU | Comissioned | Oct-21 | Oct-21 |  |  |  |  | Yes | Onboarded | PI TBC
382 | France | Installed | Toul 1 |  | PV | SMA | SC 630 HE-20 | 5/31/2012 | 55.00 | 50.00% | 27.5 | 100.00% | Yes | EU+RoW | PI EU | Comissioned | Feb-21 | Feb-21 |  |  |  |  | Yes | Yes
383 | USA | Décommisioned | McHenry Storage | Decomm. (Addy) | Storage | Not identified | Not identified | 12/23/2015 | 20.00 | 100.00% | 20 | 100.00% | No (old or dobloon) | North America | PI US | Comissioned | 2022
384 | Germany Futuren | Installed | Meckel |  | Wind Onshore | Not identified | Not identified | 9/29/2010 | 2.00 | 100.00% | 2 | 100.00% | Yes | EU+RoW | [9 empty] | No |  | Unknown
385 | Israel | Installed | Mefalsim2 |  | PV | Not identified | Not identified | 11/15/2018 | 13.4 | 67.00% | 8.98 | 100.00% | Yes | EU+RoW | M2M - Padcon | Not Planned | Sep-22 | [7 empty] | Padcon FTP
386 | Greece | Installed | Melissi | MELS | Wind Onshore | Vestas | V90-3MW | 12/31/2011 | 24.00 | 100.00% | 24 | 100.00% | Yes | EU+RoW | PI EU | Comissioned | [5 empty] | Production | Yes | Onboarded
387 | Belgium | Installed | Melle | MELL | Wind Onshore | Enercon | E82 |  | 6.9 |  | 0 | 100.00% | Yes | EU+RoW | PI EU | Comissioned | [6 empty] | Yes | Onboarded | PI filled in via transfer from Enercon Scada. only limited amount of 10 min data ; HF/RT Bazefield | Yes
388 | USA | DBS | Merricourt |  | Wind Onshore | Not identified | Not identified | 10/31/2020 | 150.00 | 100.00% | 150 | 0.00% | No | North America |  |  | Do not onboard | [6 empty] | No
389 | Greece | Installed | Messinia |  | PV | Power One-ABB | Aurora PVI-10.0-OUTD | 1/0/1900 | 0.15 | 100.00% | 0.15 | 100.00% | Yes | EU+RoW | PI EU | NO | [6 empty] | No
390 | Greece | DBO | Mikrovouni | MIKR | PV | Not defined | Not defined | 1/10/2021 | 20.00 | 90.00% | 18 | 100.00% | Yes | EU+RoW | PI EU |  | Apr-22
391 | USA | Installed | Milligan | MLG1 | Wind Onshore | Siemens/Gamesa/Vestas | Gamesa 4500kw 145m & Siemens 2750kw 129m & V110 2000kw | 2/25/2021 | 300.00 | 100.00% | 300 | 100.00% | Yes | North America | PI US | Comissioned | Q3 | [5 empty] | TBO NA 2022 Q2 | Onboarding ongoing
392 | USA | Installed | Milo | MIL1 | Wind Onshore | Vestas | V100 | 1/31/2016 | 50.00 | 50.00% | 25 | 100.00% | Yes | North America | PI US (ETL) | Comissioned | Q4 | [5 empty] | TBO NA 2022 Q2 | Onboarded | Harvester Yes
393 | Israel | Installed | Mishmar Hanegev |  | PV | Not identified | Not identified | 2/28/2014 | 7.8 | 42.9% | 3.34 | 0.00% | Yes | EU+RoW | M2M - Padcon | Not Planned | Sep-22 | [7 empty] | Padcon FTP
394 | Israel | Installed | Mitzpe Ramon |  | PV | Not identified | Not identified | 7/29/2014 | 7.00 | 51.00% | 3.57 | 100.00% | Yes | EU+RoW | M2M - Padcon | Not Planned | Sep-22 | [7 empty] | Padcon FTP
395 | USA | ? | Mojave test facility |  | Test Facility |  |  |  | 0.17 | 100% | 0.17 | 0.00% | No (old or dobloon) | North America |  | Comissioned
396 | France | Installed | Trécon- Clamanges 2 | CLA2 | Wind Onshore | Vestas | V90-2MW | 4/12/2014 | 4.00 | 100.00% | 4 | 100.00% | Yes | EU+RoW | PI EU | Comissioned | [6 empty] | Yes | Onboarded |  | Yes
397 | France | Installed | Vallée de l'Hérault (Aumelas 3) | AUM3 | Wind Onshore | Vestas | V80 | 6/8/2014 | 14.00 | 100.00% | 14 | 100.00% | Yes | EU+RoW | PI EU | Comissioned | [6 empty] | Yes | Onboarded |  | Yes
398 | France | Installed | Vanault (Séchilienne) | VANA | Wind Onshore | Gamesa | G58 | 1/1/2007 | 8.5 | 100.00% | 8.5 | 100.00% | Yes | EU+RoW | PI EU | Comissioned | Mar-22 | [6 empty] | Onboarding ongoing | Aucune interconnexion est mise en place avec le scada Gamesa. Une demande de l’équipe PI va être faite. Action décommissionning dans les semaines/mois à venir ? | A voir GA. données RT/HF à calculer dans PI integrator ?
399 | France | Installed | Varaize - CEVAR | VARA | Wind onshore | Vestas | V110 | 1/6/2022 | 8.8 | 100.00% | 8.8 | 100.00% | Yes | EU+RoW | PI EU | Planned | Jun-22 | Jul-22 |  |  |  |  | Yes | Onboarded
400 | Portugal | Installed | Montemuro |  | Wind Onshore | Enercon | E70 | 1/11/2005 | 10.00 | 20.00% | 2 | 0.00% | No | EU+RoW | M2M - BAX SQL | [8 empty] | No | EDF R | Control room in Esposende offices / Scada from Manufacturer / Bax Real-Time (mobile app and in control room) / Field operators monitoring
401 | Portugal | Installed | Montemuro (Overeqt) |  | Wind Onshore | Enercon | E92 | 3/31/2015 | 2.00 | 20.00% | 0.4 | 0.00% | No | EU+RoW | M2M - BAX SQL | [8 empty] | No | EDF R | Control room in Esposende offices / Scada from Manufacturer / Bax Real-Time (mobile app and in control room) / Field operators monitoring
402 | France | Installed | Veulettes | VEUL | Wind Onshore | Senvion | MM82 | 9/15/2009 | 8.00 | 51.00% | 4.08 | 100.00% | Yes | EU+RoW | PI EU | Comissioned | [6 empty] | Yes | Onboarded |  | Yes
403 | France LUXEL | Installed | Montgivray (Sun 21) |  | PV | Not identified |  | 10/7/1905 | 4.1 | 15.00% | 0.62 | 0.00% | No | EU+RoW | RDO
404 | France LUXEL | Installed | Montguyon (Entoublanc) |  | PV | Not identified |  | 9/7/1905 | 5.00 | 15.00% | 0.75 | 0.00% | No | EU+RoW | RDO
405 | Canada | Installed | Mont-Rothery | MTR1 | Wind Onshore | Senvion | MM92 | 1/12/2015 | 74.00 | 100.00% | 74 | 100.00% | Yes | North America | PI US | Comissioned | Q4 | [5 empty] | TBO NA 2022 Q3 | Onboarded |  | Unknown
406 | France | Installed | Villesèque | VLSQ | Wind Onshore | Enercon | E70 | 6/30/2008 | 50.6 | 100.00% | 50.6 | 100.00% | Yes | EU+RoW | PI EU | Comissioned | [6 empty] | Yes | Onboarded |  | Yes
407 | France | Installed | Antezant Saint Pardoult | ANPA | Wind onshore | Nordex | N131 | 1/7/2022 | 12.00 | 100.00% | 12 | 100.00% | Yes | EU+RoW | PI EU | Planned | Jul-22 | Jul-22 |  |  |  |  | Yes | Onboarding ongoing
408 | USA | Installed | Moulton |  | Wind Onshore | Vestas |  | 7/12/2001 | 1.98 | 100.00% | 1.98 | 100.00% | No | North America | PI US | Comissioned | Do not onboard | [6 empty] | No | sold. decommissioned. or are selling
409 | Greece | Installed | Mousouron |  | Wind Onshore | Vestas | V52 | 6/15/2011 | 2.55 | 50.00% | 1.28 | 0.00% | Yes | EU+RoW | [9 empty] | No | Main owner CANDIA Aioliki Parc détenu par EDF Renouvelables mais O&M externalisé. La DSI/la Grèce traite directement avec Vesta. Aucune action côté SCADA. Voir avec DSI ? | En att. action install PI
410 | France LUXEL | Installed | Murles (SAU06) |  | PV | Not identified |  | 6/7/1905 | 12.00 | 15.00% | 1.8 | 0.00% | No | EU+RoW | RDO
411 | France | Installed | CET Dijon | DIJO | PV | SunGrow | Not identified | 1/7/2021 | 15.6 | 100.00% | 14.7 | 100.00% | Yes | EU+RoW | PI EU | Comissioned | Mar-22 | [5 empty] | Yes | No | 15.9 MW au lieu de 14.7 MW ?
412 | France | ? | Narbonne Test | [5 empty] | 0.1 | 100% | 0.1 | 0.00% | No (old or dobloon) | EU+RoW | PI
413 | Canada | Installed | Nicolas-Riou | NIC1 | Wind Onshore | Vestas | V117 3450kw | 12/31/2017 | 224.25 | 50.00% | 112.13 | 100.00% | Yes | North America | PI US (ETL) | Comissioned | Q4 | [5 empty] | TBO NA 2022 Q2 | Onboarded |  | Unknown
414 | France | Installed | Chemin-Perré 1 | CPE1 | Wind Onshore | Vestas | V100 | 1/10/2016 | 10.00 | 100.00% | 10 | 100.00% | Yes | EU+RoW | Genesys EU | Planned | Dec-22 | [6 empty] | No | CECHP ? | Unknown
415 | France | Installed | Chemin-Perré 2 | CPE2 | Wind Onshore | Vestas | V100 | 1/10/2016 | 8.00 | 100.00% | 8 | 100.00% | Yes | EU+RoW | Genesys EU | Planned | Dec-22 | [6 empty] | No | CECHP ? | Unknown
416 | UK | Installed | Roade | ROAD | Wind Onshore | Enercon | E53 | 6/5/2014 | 7.2 | 26.00% | 1.87 | 100.00% | Yes | EU+RoW | PI EU | Comissioned | [6 empty] | Yes | Onboarded
417 | France | Installed | Demange 1 | DEM1 | Wind Onshore | Vestas | V110 | 7/31/2018 | 11.00 | 100.00% | 11 | 100.00% | Yes | EU+RoW | Genesys EU | Planned | Dec-22 | [6 empty] | No | CEDE ? Demange: 2 postes avec DEM1 11MW (5 Vestas V110 2.2MW). DEM2 8.8MW (4 Vestas V110 2.2MW) | Unknown
418 | France | Installed | Demange 2 | DEM2 | Wind Onshore | Vestas | V110 | 7/31/2018 | 8.8 | 100.00% | 8.8 | 100.00% | Yes | EU+RoW | Genesys EU | Planned | Dec-22 | [6 empty] | No | CEDE ? Demange: 2 postes avec DEM1 11MW (5 Vestas V110 2.2MW). DEM2 8.8MW (4 Vestas V110 2.2MW) | Unknown
419 | France | Installed | Faydunes | FAYD | Wind Onshore | Enercon | E82 | 1/4/2019 | 13.8 | 100.00% | 13.8 | 100.00% | Yes | EU+RoW | Genesys EU | Planned | Nov-21 |  |  |  | Eligible |  |  | Onboarding ongoing |  | Unknown
420 | France | Installed | Fonds de Fresne | CEFF | Wind Onshore | Senvion | MM82 | 1/7/2006 | 10.00 | 100.00% | 10 | 100.00% | Yes | EU+RoW | PI EU | Comissioned | [6 empty] | Yes | No | / Ingested on 30-03 | Yes
421 | France | Installed | La Fossette | FOST | PV | SMA | SMA 2500 | 4/10/2017 | 12.00 | 100.00% | 12 | 100.00% | Yes | EU+RoW | Genesys EU | Planned | Mar-22 |  |  |  |  | Sandbox | No | No
422 | France | ? | Nord Bassin Thau | doublons: déjà dans a liste |  |  |  |  | 26.00 | 100% | 26 | 0.00% | No (old or dobloon) | EU+RoW | RDO
423 | India | Installed | NSM BAP |  | PV | TATA/TRINA/FS | Not identified | 5/22/2015 | 120.00 | 50.00% | 60 | 0.00% | Yes | EU+RoW | RDO | [9 empty] | TOTAL EREN
424 | Egypt | Installed | Oasis |  | PV | Not identified | Not identified | 12/25/2004 | 0.15 | 50.00% | 0.08 | 0.00% | Yes | EU+RoW | RDO
425 | USA | Installed | Oasis | OASI | Wind Onshore | Mitsubishi | M1000 | 12/25/2004 | 60.00 | 50.00% | 30 | 0.00% | No | North America | PI US | Comissioned | Do not onboard | [6 empty] | No | sold. decommissioned. or are selling
426 | Belgium | Installed | Olen-Geel | OLGE | Wind Onshore | Enercon | E82 |  | 13.8 |  | 0 | 100.00% | Yes | EU+RoW | PI EU | Comissioned | [6 empty] | Yes | Onboarded | PI filled in via transfer from Enercon Scada. only limited amount of 10 min data ; HF/RT Bazefield | yes
427 | Egypt | Installed | Orion |  | PV | Not identified | Not identified | 1/3/2018 | 0.31 | 1.00% | 0 | 0.00% | No | EU+RoW | RDO
428 | USA | DBS | Oso Grande |  | Wind Onshore | Not identified | Not identified | 1/12/2020 | 249.8 | 100.00% | 249.8 | 0.00% | No | North America |  |  | Do not onboard | [6 empty] | No
429 | Denmark | Installed | Osterild | OSTL | Wind Offshore | GE | HALIADE 150 | 1/8/2016 | 6.00 | 100.00% | 6 | 100.00% | Yes | EU+RoW | PI EU | decomissioned | [5 empty] | Production |  | Onboarded | Turbine de test ; A connecter à RDL. Attente action DSIN (données prévues en S41) | Onboardé 19/10/2020
430 | France | Installed | Le Pouzin | PZIN | PV | SunGrow | Not identified | 1/10/2021 | 8.21 | 100.00% | 8.21 | 100.00% | Yes | EU+RoW | PI EU | Comissioned | Mar-22 | [5 empty] | Yes | No | 8.5 MW au lieu de 3.6 MW ?
431 | France | Installed | Lux | LUX1 | PV | SunGrow | Not identified | 1/7/2021 | 8.39 | 100.00% | 8.39 | 100.00% | Yes | EU+RoW | PI EU | Comissioned | Apr-22 | [5 empty] | Yes | No | 8.5 MW au lieu de 16 MW ?
432 | France | Installed | Mazurier | MAZU | Wind Onshore | Siemens | SWT113 | 1/11/2019 | 12.8 | 100.00% | 12.8 | 100.00% | Yes | EU+RoW | Genesys EU | Planned | Dec-21 |  |  |  | Eligible |  |  | Onboarding ongoing | CEMAZ ? Devis à réaliser. mutualisant gestion prix négatif. pas de place pour un coffret | Unknown
433 | France | Installed | Mottenberg | MOTG | Wind Onshore | Not identified | Not identified | 1/1/2020 | 15.4 | 100.00% | 15.4 | 100.00% | Yes | EU+RoW | Genesys EU | Planned | Dec-22 | [6 empty] | No |  | Unknown
434 | USA | Installed | Pacific Wind | PACW | Wind Onshore | Senvion | MM92 | 9/30/2012 | 140.00 | 100.00% | 140 | 100.00% | Yes | North America | PI US | Comissioned | Q4 | [5 empty] | TBO NA 2022 Q3 | to be onboarded |  | Unknown
435 | France LUXEL | Installed | Pamproux (Luxel) |  | PV | Not identified | Not identified | 7/29/2019 | 2.71 | 100.00% | 2.71 | 100.00% | Yes | EU+RoW | RDO
436 | UK | Installed | Rusholme | RUSH | Wind Onshore | Senvion | MM82 |  | 24.00 | 10% | 2.45 | 0.00% | No | EU+RoW | PI EU | Comissioned | [6 empty] | Yes | Onboarded | source PDA database | Yes
437 | Poland | Installed | Parnowo |  | Wind Onshore | Vestas | Not identified | 12/23/2021 | 15.4 | 100.00% | 12.5 | 100.00% | Yes | EU+RoW | RDO | [8 empty] | No
438 | France | Installed | Joncels Futuren | JON2 | Wind Onshore | Enercon | E44 | 1/5/2019 | 6.3 | 100.00% | 6.3 | 100.00% | Yes | EU+RoW | Genesys EU | Planned | Sep-22 | [6 empty] | No | CEJON ? | Unknown
439 | UK | Installed | Trimdon Grange | TRGR | Wind Onshore | Nordex | N60 |  | 5.2 | 0% | 0 | 0.00% | No | EU+RoW | PI EU | Comissioned | [6 empty] | Yes | Onboarded | source PDA database/ Ingested on 30-03 | Yes
440 | Israel | Installed | Pedium |  | PV | Not identified | Not identified | 4/10/2018 | 14.1 | 85.00% | 11.99 | 100.00% | Yes | EU+RoW | Genesys NA Via FTP | Planned | Dec-21 | Dec-21 |  |  |  |  | Yes |  | Padcon FTP - POC Genesys not nominal archi
441 | Canada | Installed | Pendleton | PEN | PV | SMA | SC 2750 EV US | 1/1/2019 | 19.8 | 50.00% | 9.9 | 100.00% | Yes | North America | PI US | Comissioned | 2022 | [5 empty] | Yes | Yes |  | Unknown
442 | Greece | Installed | Perdikovouni - Kalyva & Ext | PERD | Wind Onshore | Vestas | V90-3MW | 9/17/2013 | 60.00 | 100.00% | 60 | 100.00% | Yes | EU+RoW | PI EU | Comissioned | [5 empty] | Production | Yes | Onboarded
443 | Germany Futuren | Installed | Perleberg II |  | Wind Onshore | Not identified | Not identified | 1/10/2002 | 3.6 | 100.00% | 3.6 | 100.00% | Yes | EU+RoW | [9 empty] | No |  | Unknown
444 | France | Installed | Petit Canal repowering Storage | PCR1 | Storage |  |  | 1/5/2020 |  |  |  |  | Yes | EU+RoW | PI EU | Comissioned
445 | France | Installed | Sablons | SABL | Wind Onshore | Senvion | MM82 | 5/25/2007 | 10.00 | 100.00% | 10 | 100.00% | Yes | EU+RoW | Genesys EU | Planned | Sep-21 | Sep-21 | Sep-21 |  | Eligible | Production | Yes | Onboarding ongoing | CESA Hors poste
446 | France | ? | Petit Francois | PFRS |  |  |  |  | 2.2 | 100% | 2.2 | 0.00% | No (old or dobloon) | EU+RoW | RDO
447 | France | Installed | Séglien | SAMI | Wind Onshore | Senvion | MD70 | 12/22/2006 | 9.00 | 100.00% | 9 | 100.00% | Yes | EU+RoW | PI EU | Comissioned | [6 empty] | Yes | No | / Ingested on 30-03 CESAM ? | Yes
448 | France | DBO | AO1- Courseulles |  | Wind Offshore |  |  | 1/1/2025 | 448.00 | 42.5% | 190.4 | 0.00% | Yes | EU+RoW | PI planned | [8 empty] | No
449 | USA | Installed | Red Pine | RDP1 | Wind Onshore | Vestas | V110 | 12/28/2017 | 200.00 | 50.00% | 100 | 100.00% | Yes | North America | PI US (ETL) | Comissioned | Q4 | [5 empty] | TBO NA 2022 Q3 | onboarding ongoing |  | Unknown
450 | Brazil | Installed | Pirapora ph. 1 |  | PV | Not identified | Not identified | 1/11/2017 | 191.00 | 50.00% | 95.5 | 0.00% | Yes | EU+RoW | RDO
451 | Brazil | Installed | Pirapora ph. 2 |  | PV | Not identified | Not identified | 1/5/2018 | 114.9 | 50.00% | 57.5 | 0.00% | Yes | EU+RoW | RDO
452 | Brazil | Installed | Pirapora ph. 3 |  | PV | Not identified | Not identified | 1/12/2017 | 92.6 | 50.00% | 46.3 | 0.00% | Yes | EU+RoW | RDO
453 | UK | Installed | Walkway | WALK | Wind Onshore | Senvion | MM82 | 8/29/2008 | 12.6 | 26.00% | 3.28 | 100.00% | Yes | EU+RoW | PI EU | Comissioned | [6 empty] | Yes | Onboarded |  | Yes
454 | UK | Installed | Cemmaes (Westbury) | CEMM | Wind Onshore | Vestas | V52 | 1/3/2002 | 15.3 | 26.00% | 3.98 | 100.00% | Yes | EU+RoW | PI EU | Comissioned | Mar-22 | [6 empty] | To be onboarded | Retrofit SCADA PI en cours. reception partielle. à finaliser. Clôture du parc S49.
455 | France | Installed | Plaine de l'Escrebieu (Ecotera) | PLES | Wind Onshore | Siemens | SWT-3.0-101 | 8/10/2014 | 12.00 | 50.00% | 6 | 0.00% | Yes | EU+RoW | Genesys EU |  | Jul-22 | [6 empty] | To be onboarded | en att décision. 99% pour Atoine de se faire | Yes
456 | France | DBO | AO1- Fécamp | FECA | Wind Offshore | Siemens/Gamesa |  | 1/4/2024 | 497.00 | 35.00% | 174.3 | 0.00% | Yes | EU+RoW | PI planned | [8 empty] | No
457 | France | Installed | Briare | BRIA | PV | Not identified | Not identified | 1/10/2021 | 15.45 | 100.00% | 15.45 | 100.00% | Yes | EU+RoW | PI EU | Planned | Mar-22 | [5 empty] | No | No
458 | France | Installed | Castelnau-Pegayrols / Les Plos | PLOS | Wind Onshore | Enercon | E70 | 12/18/2007 | 11.5 | 100.00% | 11.5 | 100.00% | Yes | EU+RoW | Genesys EU |  | Sep-22 | [6 empty] | No | CEPLO ? | Erreur dans le fichier initial de Damien B.
459 | USA | Installed | Roosevelt | ROS1 | Wind Onshore | Vestas | V100 | 12/16/2015 | 250.00 | 50.00% | 125 | 100.00% | Yes | North America | PI US (ETL) | Comissioned | Q4 | [5 empty] | TBO NA 2022 Q2 | Onboarded | Harvester Yes
460 | USA | Installed | Shiloh II | SHI2 | Wind Onshore | Senvion | MM92 | 1/31/2009 | 150.00 | 100.00% | 150 | 100.00% | Yes | North America | PI US | Comissioned | Q4 |  | Yes |  |  |  | TBO NA 2022 Q4 | Onboarded
461 | France | Installed | Corseol | CORS | Wind Onshore | Enercon | E40 | 12/12/2003 | 6.00 | 99.9% | 5.99 | 100.00% | Yes | EU+RoW | [9 empty] | No | CORSEOL ? | Unknown
462 | France | Installed | Courant-Nachamps | NAC1 | Wind Onshore | Siemens | SWT-3.2 | 5/15/2018 | 12.00 | 100.00% | 12 | 100.00% | Yes | EU+RoW | Genesys EU |  | Dec-22 | [6 empty] | No | CENAC1 &2 ? | Unknown
463 | France | Installed | Courant-Nachamps | NAC2 | Wind Onshore | Siemens | SWT-3.2 | 5/15/2018 | 9.00 | 100.00% | 9 | 100.00% | Yes | EU+RoW | Genesys EU |  | Dec-22 | [6 empty] | No | CENAC1 &2 ? | Unknown
464 | France | Installed | Fendeille | FEND | PV | Not identified | Not identified | 1/10/2021 | 4.6 | 100.00% | 4.6 | 100.00% | Yes | EU+RoW | PI EU | Planned | Mar-22 | [5 empty] | No | No
465 | France | Installed | Gargouilles 1 | GAR1 | Wind Onshore | Enercon | E82 | 3/31/2011 | 9.2 | 100.00% | 9.2 | 100.00% | Yes | EU+RoW | Genesys EU |  | Dec-22 | [6 empty] | No | CEGAR ? | Unknown
466 | France | Installed | Gargouilles 2 | GAR2 | Wind Onshore | Enercon | E82 | 3/31/2011 | 9.2 | 100.00% | 9.2 | 100.00% | Yes | EU+RoW | Genesys EU |  | Dec-22 | [6 empty] | No | CEGAR ? | Unknown
467 | France | Installed | La Haute Borne 1 | HAB1 | Wind Onshore | Siemens | SWT-3.0-101 | 12/11/2015 | 12.00 | 100.00% | 12 | 100.00% | Yes | EU+RoW | Genesys EU |  | Dec-22 | [6 empty] | No | CEHAB1 & 2 ? | Unknown
468 | France | Installed | La Haute Borne 2 | HAB2 | Wind Onshore | Siemens | SWT-3.0-101 | 12/11/2015 | 9.00 | 100.00% | 9 | 100.00% | Yes | EU+RoW | Genesys EU |  | Dec-22 | [6 empty] | No | CEHAB1 & 2 ? | Unknown
469 | France | Installed | Les Monts | LEMO | Wind Onshore | Vestas | V112 | 9/1/2017 | 13.2 | 100.00% | 13.2 | 100.00% | Yes | EU+RoW | Genesys EU |  | Dec-22 | [6 empty] | No | CELMO ? | Unknown
470 | France | Installed | Loyettes | LOYE | PV | Not identified | Not identified | 1/10/2021 | 4.78 | 100.00% | 4.78 | 100.00% | Yes | EU+RoW | PI EU | Planned | Mar-22 | [5 empty] | No | No
471 | UK | Installed | Llangwyryfon | LLAN | Wind Onshore | Vestas | V52 | 1/10/2003 | 9.35 | 26.00% | 2.43 | 100.00% | Yes | EU+RoW | PI EU | Comissioned | Mar-22 | [6 empty] | To be onboarded | Retrofit SCADA PI en cours. reception partielle. à finaliser. Clôture du parc S49.
472 | France | Installed | Magremont 1&2 | MAG1 | Wind Onshore | Nordex | N90 | 1/11/2012 | 10.00 | 100.00% | 10 | 100.00% | Yes | EU+RoW | Genesys EU |  | Dec-22 | [6 empty] | No | CEMAG ? | Unknown
473 | France | Installed | Magremont 1&2 | MAG2 | Wind Onshore | Nordex | N90 | 1/11/2012 | 5.00 | 100.00% | 5 | 100.00% | Yes | EU+RoW | Genesys EU |  | Dec-22 | [6 empty] | No | CEMAG ? | Unknown
474 | Turkey | Installed | Poyraz |  | Wind Onshore | Enercon |  | 12/31/2012 | 54.9 | 50.00% | 27.45 | 0.00% | No | EU+RoW | [9 empty] | No | source wind assets GA | Unknown
475 | Turkey | Installed | Poyraz 2 |  | Wind Onshore | Enercon |  | 6/17/2016 | 12.00 | 50.00% | 6 | 0.00% | No | EU+RoW | [9 empty] | No | source wind assets GA | Unknown
476 | Germany Futuren | Installed | Premslin |  | Wind Onshore | Not identified | Not identified | 1/3/2004 | 18.00 | 100.00% | 18 | 100.00% | Yes | EU+RoW | [9 empty] | No |  | Unknown
477 | Greece | Installed | Profitis Ilias | PRIL | Wind Onshore | Vestas | V90-3MW | 12/21/2006 | 38.00 | 100.00% | 38 | 100.00% | Yes | EU+RoW | PI EU | Comissioned | [5 empty] | Production | Yes | Onboarded | A voir car + 4 MW cote RDL
478 | USA | Installed | Pukana (Beretania) |  | PV | Not identified | Not identified | 1/12/2012 | 0.26 | 100.00% | 0.26 | 100.00% | Yes | North America | PI US | Comissioned | 2022
479 | USA | Installed | Pukana (Ewa) |  | PV | Not identified | Not identified | 1/12/2012 | 0.33 | 100.00% | 0.33 | 100.00% | Yes | North America | PI US | Comissioned | 2022
480 | USA | Installed | Pukana (Hilo) |  | PV | Not identified | Not identified | 5/31/2013 | 0.3 | 100.00% | 0.3 | 100.00% | Yes | North America | PI US | Comissioned | 2022
481 | France | ? | Puyloubier | [5 empty] | 6.5 | 0% | 0 | 0.00% | No (old or dobloon) | EU+RoW | PI
482 | France LUXEL | DBO | Quinssaines1&2 |  | PV | Not identified | Not identified | 1/7/2022 | 30.00 | 100.00% | 30 | 100.00% | Yes | EU+RoW
483 | Germany Futuren | Installed | Rabenau |  | Wind Onshore | Not identified | Not identified | 1/1/2010 | 4.5 | 100.00% | 4.5 | 100.00% | Yes | EU+RoW | [9 empty] | No |  | Unknown
484 | Israel | Installed | Ranen |  | PV | Not identified | Not identified | 1/4/2022 | 8.00 | 100.00% | 8 | 100.00% | Yes
485 | UK | Installed | Teesside | TEES | Wind Offshore | Siemens | SWT2.3 | 7/15/2013 | 62.00 | 26.00% | 16.13 | 100.00% | Yes | EU+RoW | PI EU | Comissioned | [6 empty] | Yes | Onboarding ongoing |  | yes
486 | USA | Installed | Shiloh III | SHI3 | Wind Onshore | Senvion | MM92 | 12/22/2011 | 100.00 | 100.00% | 100 | 100.00% | Yes | North America | PI US | Comissioned | Q4 | [5 empty] | TBO NA 2022 Q4 | Onboarded |  | Unknown
487 | UK | DBO | Coventry |  | Storage | Stockage | Not identified | 1/6/2023 | 50.00 | ? |  | ? | Yes |  | RDO | Not planned | [6 empty] | TBO 2021 storage | TBO 2021 storage
488 | France | ? | Reetec | [5 empty] | 0.03 | 100% | 0.03 | 0.00% | No (old or dobloon) | EU+RoW | PI
489 | Saudi Arabia | DBO | Repdo 2 Jeddah |  | PV | Not identified | Not identified | Q4 2022 | 388.00 | 34.3% | 133.08 | 0.00% | No | EU+RoW
490 | France | Installed | Rewatt |  | PV | Siemens | SINVERT PVM 17 | 9/13/2011 | 2.73 | 100.00% | 2.73 | 100.00% | Yes | EU+RoW | TBD | [7 empty] | No | No
491 | UK | Installed | Pivot Power - Cowley |  | Storage | Stockage | Not identified | 6/22/2021 | 50.00 | 51.00% | 25.45 | 100.00% | Yes | EU+RoW | RDO | Not planned | [6 empty] | TBO 2021 storage | TBO 2021 storage
492 | France | ? | Richel | [5 empty] | 0.97 | 0% | 0 | 0.00% | No (old or dobloon) | EU+RoW | PI
493 | France | ? | Riols | doublons: parc plein vent |  |  |  |  | 3.6 | 100% | 3.6 | 0.00% | No (old or dobloon) | EU+RoW | PI
494 | Canada | Installed | Riviere du Moulin | RDM1 | Wind Onshore | Senvion | MM92 | 11/27/2014 | 350.00 | 42.5% | 148.75 | 100.00% | Yes | North America | PI US | Comissioned | [6 empty] | TBO NA 2022 Q4 | Onboarded |  | Unknown
495 | Canada | Installed | Riviere du Moulin Phase 2 | RDM1 | Wind Onshore | Senvion | MM92 | 11/26/2015 | 88.75 | 42.5% | 37.72 | 100.00% | Yes | North America | PI US | Comissioned | [6 empty] | TBO NA 2022 Q4 | Onboarded |  | Unknown
496 | UK | Installed | Pivot Power - Kemsley |  | Storage | Stockage | Not identified | 10/25/2021 | 50.00 | 51.00% | 25.45 | 100.00% | Yes | EU+RoW | RDO | Not planned | [6 empty] | TBO 2021 storage | TBO 2021 storage
497 | France | Installed | Moulin de Froidure | MODF | Wind Onshore | Senvion | MM82 | 3/12/2007 | 12.00 | 100.00% | 12 | 100.00% | Yes | EU+RoW | Genesys EU | [8 empty] | No | CEMDF ? | Unknown
498 | France | ? | Rock d'Ayre 1 (Fraisse) | [5 empty] | 4.6 | 100% | 4.6 | 0.00% | No (old or dobloon) | EU+RoW | PI
499 | France | ? | Rock d'Ayre 2 (Fraisse) | [5 empty] | 6.9 | 100% | 6.9 | 0.00% | No (old or dobloon) | EU+RoW | PI
500 | USA | Installed | Shiloh IV | SHI4 | Wind Onshore | Senvion | MM92 | 1/12/2012 | 100.00 | 10.00% | 10 | 0.00% | Yes | North America | PI US | Planned | [6 empty] | TBO NA 2022 Q4 | Onboarded |  | Unknown
501 | France | ? | Romilly | [5 empty] | 7.5 | 0% | 0 | 0.00% | No (old or dobloon) | EU+RoW | PI
502 | Canada | Installed | Romney | RMN1 | Wind Onshore | Vestas | v136 4350kw | 12/31/2019 | 60.00 | 50.00% | 30 | 100.00% | Yes | North America | PI US | Comissioned | Q4 | [5 empty] | Yes | Onboarded |  | Unknown
503 | China | Installed | Rongshui 1 |  | Wind Onshore | Not identified | Not identified | 3/31/2021 | 48.4 | 100.00% | 48.4 | 100.00% | No | EU+RoW | RDO | [8 empty] | No |  | Unknown
504 | China | Installed | Rongshui 2 |  | Wind Onshore | Not identified | Not identified | 3/31/2021 | 39.6 | 100.00% | 39.6 | 100.00% | No | EU+RoW | RDO | [8 empty] | No |  | Unknown
505 | USA | Installed | Slate Creek | SLC1 | Wind Onshore | Vestas | V100 | 12/23/2015 | 150.00 | 50.00% | 75 | 0.00% | Yes | North America | PI US (ETL) | Comissioned | Q4 | [5 empty] | TBO NA 2022 Q2 | Onboarded | Harvester Yes
506 | France LUXEL | DBO | Roullet |  | PV | Not identified | Not identified | 1/1/2023 | 4.99 | 100.00% | 4.99 | 100.00% | Yes | EU+RoW
507 | France | Installed | Nievroz | NIEV | PV | Not identified | Not identified | 1/10/2021 | 13.27 | 100.00% | 13.27 | 100.00% | Yes | EU+RoW | PI EU | Planned | Apr-22 | [5 empty] | No | No | Solution TBD
508 | Greece | Installed | Rovas |  | Wind Onshore | Vestas | V52 | 3/15/2006 | 9.35 | 100.00% | 9.35 | 100.00% | Yes | EU+RoW | [9 empty] | No
509 | UK | DBO | West Benhar |  | Wind Onshore | Vestas | V150 | 1/7/2022 | 28.8 | 51.00% | 14.69 | 100.00% | Yes | EU+RoW |  | Planned | Oct-22 | [6 empty] | To be onboarded
510 | France | DBO | Oupia 2 | OUP2 | Wind onshore | Enercon | E70 | 2023 ? | 20.7 | 100.00% | 20.7 | 100.00% | Yes | EU+RoW | PI EU | [8 empty] | To be onboarded
511 | USA | Installed | Sacramento Soleil |  | PV | Not identified | Not identified | 8/31/2008 | 1.25 | 100.00% | 1.25 | 0.00% | Yes | North America | PI US | Comissioned | 2022
512 | Germany Futuren | Installed | Saerbeck |  | Wind Onshore | Not identified | Not identified | 1/6/2006 | 8.00 | 100.00% | 8 | 100.00% | Yes | EU+RoW | [9 empty] | No |  | Unknown
513 | Egypt | Installed | Sahl Hashish |  | PV | Not identified | Not identified | 1/5/2017 | 2.2 | 1.00% | 0.02 | 0.00% | No | EU+RoW | RDO
514 | France | Installed | Pierrefonds | PIFD | PV | Siemens | SINVERT PVS1400 | 12/31/2010 | 3.46 | 100.00% | 3.46 | 100.00% | Yes | EU+RoW | PI EU | Not planned | [6 empty] | No | No | En attente modèle R&D
515 | France | Installed | Plateau | PLAT | Wind Onshore | Nordex | N90 | 12/29/2006 | 6.9 | 100.00% | 6.9 | 100.00% | Yes | EU+RoW | [9 empty] | No | LEPLA ? | Unknown
516 | France LUXEL | DBO | Saint Jean d'Angély |  | PV | Not identified | Not identified | 1/10/2021 | 4.00 |  |  | 100.00% | Yes | EU+RoW | RDO
517 | France | ? | Saint martin | [5 empty] | 12.00 | 0% | 0 | 0.00% | No (old or dobloon) | EU+RoW | PI
518 | France | ? | Saint Martin des Besaces | doublons: parc plein vent |  |  |  |  | 6.00 | 100% | 6 | 0.00% | No (old or dobloon) | EU+RoW | PI
519 | France | Installed | Plateau d'Andigny (Ecotera) | PLAN | Wind Onshore | Siemens | SWT-3.0-101 | 12/21/2014 | 21.00 | 50.00% | 10.5 | 0.00% | Yes | EU+RoW | Genesys EU | Not planned | Apr-22 | [6 empty] | To be onboarded | en att décision. 99% pour Atoine de se faire | Yes
520 | France | Installed | Potiche 2 |  | PV | Converteam | converSOL 1500 LI | 10/4/2012 | 4.7 | 100.00% | 4.7 | 100.00% | Yes | EU+RoW | TBD | Not Planned | [6 empty] | No | No
521 | France | Installed | Saint François 1 |  | PV | Siemens | SINVERT PVS1400 | 1/2/2012 | 3.6 | 100.00% | 3.6 | 100.00% | Yes | EU+RoW | TBD | [7 empty] | No | No
522 | France | ? | Saint Simon | doublons: parc plein vent |  |  |  |  | 11.00 | 100% | 11 | 0.00% | No (old or dobloon) | EU+RoW | PI
523 | France | Installed | Saint Papoul | STPA | PV | Not identified | Not identified | 1/10/2021 | 4.99 | 100.00% | 4.99 | 100.00% | Yes | EU+RoW | PI EU | Planned | Mar-22 | [5 empty] | No | No | Solution TBD
524 | France | Installed | Sallen | SALL | Wind Onshore | Enercon | E70 | 12/29/2008 | 8.00 | 100.00% | 8 | 100.00% | Yes | EU+RoW | Genesys EU |  | Sep-22 | [6 empty] | No | CESAL ? | Unknown
525 | France | Installed | Sioulé |  | PV | SMA | SC 500 HE-11. SC 630 HE-11 | 9/30/2011 | 1.26 | 100.00% | 1.26 | 100.00% | Yes | EU+RoW | TBD | [7 empty] | No | No | PI Installé ?
526 | France LUXEL | DBO | Saint-éloy-les-Mines (Luxel) |  | PV | Not identified | Not identified | 1/1/2021 | 7.88 |  |  | 100.00% | Yes | EU+RoW | RDO
527 | France LUXEL | DBO | Saint-Yan 1&2 |  | PV | Not identified | Not identified | 1/4/2022 | 25.00 |  |  | 100.00% | Yes | EU+RoW | RDO
528 | France | Installed | Toucan | TOUC | PV | SMA | SC 630 CP XT. SC 800 CP XT | 12/15/2014 | 1.6 | 100.00% | 1.6 | 100.00% | Yes | EU+RoW | PI EU | Not planned
529 | France | Installed | Toucan Storage |  | Storage |  |  |  |  | 0% | 0 | 0.00% | No (old or dobloon) | EU+RoW | PI | Not planned | Mar-22 | [5 empty] | No | No
530 | France | Installed | Toucan 2 |  | PV | NIDEC | ES1500 | 1/4/2021 | 5.00 | 100.00% | 5 | 100.00% | Yes | EU+RoW | PI EU | Comissioned | Mar-22
531 | France | Installed | Toucan 2 Storage |  | Storage
532 | France | DBO | Stockage Energie Catalan Storage | VPPC | Storage
533 | France | DBO | Aramon Sanofi |  | PV | Not identified | Not identified | fev-23 | 4.00
534 | France | DBO | Beaurepaire |  | PV | Huawei | Huawei SUN 2000 - 215 KTL | 1/11/2022 | 12.75 | 100.00% | 12.75 | 100.00% | Yes | EU+RoW |  | Planned | Aug-22
535 | Turkey | Installed | Samurlu | Cession ? | Wind Onshore | Enercon |  | 12/31/2012 | 34.5 | 25.00% | 8.63 | 0.00% | No | EU+RoW | [9 empty] | No | source wind assets GA | Unknown
536 | Turkey | Installed | Samurlu 3 | Cession ? | Wind Onshore | Enercon |  | 3/31/2017 | 9.4 | 25.00% | 2.35 | 0.00% | No | EU+RoW | [9 empty] | No | source wind assets GA | Unknown
537 | France | ? | Sanofi Saint Loubes | [5 empty] | 0.28 | 0% | 0 | 0.00% | No (old or dobloon) | EU+RoW | PI
538 | France | ? | Sanofi Toulouse | [5 empty] | 0.98 | 0% | 0 | 0.00% | No (old or dobloon) | EU+RoW | PI
539 | Chile | Installed | Santiago Solar | SASO | PV | Power Electronics | FS 2110 CH | 1/2/2018 | 115.00 | 50.00% | 57.5 | 0.00% | Yes | EU+RoW | PI EU | Comissioned | Apr-22
540 | France | DBO | Chagny |  | PV | Huawei | Huawei SUN 2000 - 215 KTL | 6/7/2022 | 4.43 | 100.00% | 4.34 | 100.00% | Yes | EU+RoW |  | Planned | Apr-22
541 | France | DBO | Civaux |  | PV | Not identified | Not identified | 1/4/2023 | 5.00
542 | Turkey | Installed | Sayalar | Cession ? | Wind Onshore | Enercon |  | 1/7/2008 | 37.2 | 25.00% | 9.3 | 0.00% | No | EU+RoW | [9 empty] | No | source wind assets GA | Unknown
543 | Turkey | Installed | Sayalar-2 | Cession ? | Wind Onshore | Enercon |  | 12/25/2013 | 20.00 | 25.00% | 5 | 0.00% | No | EU+RoW | [9 empty] | No | source wind assets GA | Unknown
544 | Germany Futuren | Installed | Schleid |  | Wind Onshore | Not identified | Not identified | 1/10/2006 | 1.5 | 100.00% | 1.5 | 100.00% | Yes | EU+RoW | [9 empty] | No |  | Unknown
545 | India | DBO | SECI-3 Rajasthan |  | PV | First Solar | FS4-115 | 6/26/2021 | 450.00 | 50.00% | 225 | 0.00% | Yes | EU+RoW | RDO | [9 empty] | TOTAL EREN
546 | France | DBO | Col de bessey |  | PV | Huawei | Huawei SUN 2000 - 215 KTL | 1/12/2022 | 4.99 | 100.00% | 4.99 | 100.00% | Yes | EU+RoW |  | Planned | Jul-22
547 | India | Installed | Semli (Avengers) |  | PV | First Solar | FS4-115 | 9/13/2017 | 15.00 | 24.5% | 3.68 | 0.00% | Yes | EU+RoW | RDO | [9 empty] | TOTAL EREN
548 | Brazil | DBO | Serra do Seridó 1 |  | Wind Onshore | Not identified | Not identified | 3/31/2023 | 242.00 | 100.00% | 242 | 100.00% | Yes | EU+RoW | RDO | [8 empty] | No
549 | France | Installed | Seuil de Bapaume (Ecotera) | SBAP | Wind Onshore | Siemens | SWT-3.0-101 | 9/29/2014 | 15.00 | 50.00% | 7.5 | 0.00% | Yes | EU+RoW | Genesys EU | Not planned | Jul-22 | [6 empty] | To be onboarded | en att décision. 99% pour Atoine de se faire | Yes
550 | Turkey | Installed | Seyitali |  | Wind Onshore | Enercon |  | 7/22/2011 | 30.00 | 50.00% | 15 | 0.00% | No | EU+RoW | [9 empty] | No | source wind assets GA | Unknown
551 | Turkey | Installed | Seyitali 2 |  | Wind Onshore | Enercon | E70 | 8/4/2015 | 2.00 | 50.00% | 1 | 0.00% | No | EU+RoW | [9 empty] | No | source wind assets GA | Unknown
552 | Turkey | Installed | Seyitali 3 |  | Wind Onshore | Enercon |  | 8/12/2016 | 4.00 | 50.00% | 2 | 0.00% | No | EU+RoW | [9 empty] | No | source wind assets GA | Unknown
553 | USA | Installed | Spinning Spur III | SPS3 | Wind Onshore | Vestas | V100 | 9/28/2015 | 197.00 | 50.00% | 98.5 | 0.00% | Yes | North America | PI US (ETL) | Comissioned | Q4 | [5 empty] | TBO NA 2022 Q2 | Onboarded | Harvester Yes
554 | USA | Installed | Wapsipinicon North | WAPS | Wind Onshore | GE | 1.5 | 12/31/2008 | 100.5 | 100.00% | 100.5 | 100.00% | Yes | North America | PI US | Comissioned | Q2 | [5 empty] | TBO NA 2022 Q2 | To be onboarded
555 | USA | DBO | Arrow Canyon Storage |  | Storage | Not identified | Not identified | 1/1/2023 | 90.00 | 100.00% | 90 | 100.00% | Yes | North America |  |  | 2022
556 | Israel | Installed | Shoresh |  | PV | Not identified | Not identified | 7/6/2020 | 27.00 | 100.00% | 27 | 100.00% | Yes | EU+RoW | M2M - Padcon | Not Planned | Sep-22
557 | Germany Futuren | Installed | Simonswald-Platte |  | Wind Onshore | Not identified | Not identified | 11/30/2000 | 3.00 | 100.00% | 3 | 100.00% | Yes | EU+RoW | [9 empty] | No |  | Unknown
558 | France | DBO | Drom |  | PV | Not identified | Not identified | 1/10/2023 | 2.00
559 | Greece | DBO | Skala Korinis |  | PV | Not defined | Not defined | 12/31/2023 | 50.00 | 90.00% | 45 | 90.00% | Yes | EU+RoW | PI EU
560 | Greece | Installed | Skopies | SKOP | Wind Onshore | Vestas | V90-3MW | 4/16/2010 | 18.00 | 100.00% | 18 | 100.00% | Yes | EU+RoW | PI EU | Comissioned |  | Feb-21 |  |  |  | Production | Yes | Onboarded | Yes dec 2020
561 | USA | DBO | BigBeau Storage |  | Storage | Not identified | Not identified | 12/31/2021 | 40.00 | 100.00% | 40 | 100.00% | Yes | North America | PI US | Planned | 2022
562 | Turkey | Installed | Soma 1 |  | Wind Onshore | Enercon |  | 8/12/2009 | 79.2 | 50.00% | 39.6 | 0.00% | No | EU+RoW | [9 empty] | No | source wind assets GA | Unknown
563 | Turkey | Installed | Soma 2 |  | Wind Onshore | Enercon |  | 12/31/2011 | 60.9 | 50.00% | 30.45 | 0.00% | No | EU+RoW | [9 empty] | No | source wind assets GA | Unknown
564 | Turkey | Installed | Soma 3 |  | Wind Onshore | Enercon |  | 6/26/2015 | 100.00 | 50.00% | 50 | 0.00% | No | EU+RoW | [9 empty] | No | source wind assets GA | Unknown
565 | Turkey | Installed | Soma 4 |  | Wind Onshore | Not identified |  | 1/5/2020 | 48.00 | 50.00% | 24 | 0.00% | No | EU+RoW | [9 empty] | No
566 | France | ? | Soptrans | [5 empty] | 7.86 | 0% | 0 | 0.00% | No (old or dobloon) | EU+RoW | PI
567 | USA | DBO | Space City |  | PV | Not identified | Not identified | 1/7/2022 | 455.4 | 100.00% | 455.4 | 100.00% | Yes | North America | PI US |  | 2022
568 | USA | Installed | Chestnut Flats | CHFL | Wind Onshore | Gamesa | G90&G87 | 12/27/2011 | 38.00 | 100.00% | 38 | 100.00% | Yes | North America | PI US | Comissioned | Q3 | [5 empty] | TBO NA 2022 Q2 | Onboarding ongoing
569 | USA | Installed | Coyote | CYT1 | Wind Onshore | Siemens/Gamesa | Gamesa 4500kw 145m & Siemens 2415kw 108m | 2/28/2021 | 242.57 | 100.00% | 242.57 | 100.00% | Yes | North America | PI US | Comissioned | Q3 | [5 empty] | TBO NA 2022 Q2 | Onboarding ongoing
570 | USA | Installed | Playa 1 |  | PV | Not identified | Not identified | ? | 98.26 | 50.00% | 49.13 | ? | Yes |  | PI US | Planned | 2022 | [7 empty] | currently under contract with First solar for their O&M / not in the capacity file !
571 | USA | Installed | Playa2 |  | PV | Not identified | Not identified | ? | 137.57 | 50.00% | 68.79 | ? | Yes |  | PI US | Planned | 2022 | [7 empty] | currently under contract with First solar for their O&M / not in the capacity file !
572 | Germany Futuren | Installed | Springhorn |  | Wind Onshore | Not identified | Not identified | 12/28/2006 | 3.00 | 100.00% | 3 | 100.00% | Yes | EU+RoW | [9 empty] | No |  | Unknown
573 | Belgium | Installed | Spy Fri Pharma | SPFF | Wind Onshore | Vestas | V100 | 1/11/2018 | 2.2 |  | 0 | 100.00% | Yes | EU+RoW |  | Not planned | [7 empty] | No | PI too expensive for 1 WT site. let's see what Genesys or PI 24V costs | Yes
574 | France LUXEL | Installed | St Agathe (Sun 24) |  | PV | Not identified |  | 9/7/1905 | 7.9 | 15.00% | 1.19 | 0.00% | No | EU+RoW | RDO
575 | France LUXEL | Installed | St Aubin de la Blaye (Roubisque) |  | PV | Not identified |  | 12/31/2014 | 4.5 | 30.00% | 1.35 | 0.00% | Yes | EU+RoW | RDO
576 | France | DBO | Eyguieres |  | PV | Huawei | Huawei SUN 2000 - 215 KTL | 1/12/2022 | 10.4 | 100.00% | 10.4 | 100.00% | Yes | EU+RoW |  | Planned | Nov-22
577 | France | ? | St Marcel s/ Aude | [5 empty] | 12.00 | 0% | 0 | 0.00% | No (old or dobloon) | EU+RoW | PI
578 | France | ? | St Martin Besaces | doublons: parc plein vent |  |  |  |  | 6.00 | 0% | 0 | 0.00% | No (old or dobloon) | EU+RoW | PI
579 | Canada | Installed | St Robert Bellarmin | SRB1 | Wind Onshore | Senvion | MM92 | 1/9/2012 | 80.00 | 20.00% | 16 | 0.00% | Yes | North America | PI US | Comissioned | Q4 | [5 empty] | TBO NA 2022 Q4 | Onboarded | Harvester Yes | Unknown
580 | France | DBO | Stockage Energie Catalan | VPPC | Wind onshore | Not identified | Not identified | 1/10/2021 | 15.00 | 100.00% | 15 | 100.00% | Yes |  | RDO | [8 empty] | No | GeneSyS ?
581 | USA | Installed | Rock Falls | RKF1 | Wind Onshore | Siemens | SWT 2.3&2.6 | 12/14/2017 | 154.00 | 50.00% | 77 | 0.00% | Yes | North America | PI US (ETL) | Comissioned | Q3 | [5 empty] | TBO NA 2022 Q2 | To be onboarded | Harvester Yes
582 | France | Installed | Lagnieu | x | PV | Not identified | Not identified | 1/7/2021 | 2.9 | 100.00% | 2.9 | 100.00% | Yes | EU+RoW | TBD | Not planned | [6 empty] | No | No | 3.1 MW au lieu de 2.9 MW ?
583 | France | DBO | Lazer |  | PV | Not identified | Not identified | 1/2/2023 | 19.8 | 100.00% | 19.8 | 100.00% | Yes | EU+RoW | PI EU | Planned | Jul-22 | [5 empty] | No | No
584 | France LUXEL | Installed | Sun 22 |  | PV | Not identified | Not identified | 8/7/1905 | 1.4 | 100.00% | 1.4 | 0.00% | Yes | EU+RoW | RDO | [9 empty] | Cession ?
585 | France LUXEL | Installed | Sun 23 |  | PV | Not identified | Not identified | 7/7/1905 | 0.3 | 100.00% | 0.3 | 100.00% | Yes | EU+RoW | RDO
586 | UK | Installed | Battery Storage West Burton |  | Storage | Stockage | Not identified | 9/2/2018 | 49.00 | 51.00% | 24.99 | 100.00% | Yes | EU+RoW | PI UK | Not planned
587 | UK | DBO | Burwell |  | PV | Not identified | Not identified | Q2 2023 | 70.00 | 51.0% | 35.7 | 100.0% | Yes | EU+RoW | RDO | Not planned
588 | Israel | Installed | Talmei Eliyahu |  | PV | Not identified | Not identified | 2/9/2014 | 10.00 | 45.1% | 4.51 | 0.00% | Yes | EU+RoW | M2M - Padcon | Not Planned | Sep-22 | [7 empty] | Padcon FTP
589 | Morocco | Installed | Taza | TAZA | Wind Onshore | GE | GE Energy 3.2-130 | 1/7/2022 | 87.00 | 39.00% | 33.93 | 0.00% | Yes |  |  | Planned | Jul-22 | [6 empty] | To be onboarded
590 | UK | DBO | NNG |  | Wind Offshore | Not identified | Not identified | 1/1/2023 | 448.00 | 25.5% | 114.24 | 0.00% | Yes | EU+RoW | RDO | Not planned | [7 empty] | No
591 | France | DBO | Mailhac |  | PV | Not identified | Not identified | 1/10/2023 | 5.00
592 | France | DBO | Mazet |  | PV | Not identified | Not identified | 1/10/2022 | 2.7 | 100.00% | 2.7 | 100.00% | Yes | EU+RoW |  | Planned | Jul-22
593 | UK | DBO | Porth Wen (North Anglesey) |  | PV | Not identified | Not identified | Q2 2023 | 69.2 | 51.0% | 35.3 | 100.0% | Yes | EU+RoW | RDO | Not planned
594 | France | ? | Thalium | [5 empty] | 1.5 | 0% | 0 | 0.00% | No (old or dobloon) | EU+RoW | PI
595 | France LUXEL | Installed | Thezan (Metaire) |  | PV | Not identified | Not identified | 12/31/2014 | 2.3 | 100.00% | 2.3 | 100.00% | Yes | EU+RoW | RDO
596 | Israel | Installed | Timna |  | PV | Not identified | Not identified | 1/31/2021 | 60.00 | 100.00% | 60 | 100.00% | Yes | EU+RoW | M2M - Padcon | Not Planned | Sep-22
597 | France LUXEL | Installed | Toitures BERNISSE (Luxel) |  | PV | Not identified | Not identified | 1/10/2019 | 1.7 | 100.00% | 1.7 | 0.00% | Yes | EU+RoW | RDO | [9 empty] | Cession ?
598 | France LUXEL | DBO | Toitures SUN 30 (Luxel) |  | PV | Not identified | Not identified | 1/1/2020 | 7.6 | 100.00% | 7.6 | 100.00% | Yes | EU+RoW | RDO
599 | France | DBO | Ottmarsheim |  | PV | Huawei | Huawei SUN 2000 - 215 KTL | 3/1/2023 | 15.6 |  |  |  | Yes | EU+RoW | PI EU | Planned | Dec-22
600 | France | DBO | Rochebrune |  | PV | Not identified | Not identified | 1/10/2023 | 5.00
601 | France | DBO | Saint Amand Morond |  | PV | Not identified | Not identified | 1/10/2022 | 4.96 | 100.00% | 4.96 | 100.00% | Yes | EU+RoW |  | Planned | Jul-22
602 | France | DBO | Saint Romain en gal |  | PV | Not identified | Not identified | 1/10/2022 | 4.99 | 100.00% | 4.99 | 100.00% | Yes | EU+RoW |  | Planned | Jul-22
603 | France | ? | Toul I | [5 empty] | 55.00 | 50% | 27.5 | 0.00% | No (old or dobloon) | EU+RoW | PI
604 | France | Installed | Toul II | TL20 | PV |  |  |  | 36.00 | 0% | 0 | 0.00% | No | EU+RoW | PI | Not Planned | [6 empty] | No | No
605 | Belgium | Installed | Tournai | TOUR | Wind Onshore | Vestas | V100 |  | 17.6 | 0% | 0 | 100.00% | Yes | EU+RoW | PI EU | Comissioned | [6 empty] | Yes | Onboarded | Sera onboardé S42 | Onboardé 19/10/2020
606 | France LUXEL | DBO | Tracy sur Loire |  | PV | Not identified | Not identified | 1/10/2022 | 7.9 | 100.00% | 7.9 | 100.00% | Yes | EU+RoW
607 | France | DBO | Saint Sornin leulac |  | PV | Not identified | Not identified | 1/4/2023 | 4.00
608 | Greece | Installed | Trikorfo | TRIK | Wind Onshore | Vestas | V90-3MW | 8/31/2011 | 24.00 | 100.00% | 24 | 100.00% | Yes | EU+RoW | PI EU | Comissioned | [5 empty] | Production | Yes | Onboarded | /Ingested on 06-04 A voir car + 6MW cote RDL
609 | UK | DBO | Bustleholme |  | Storage | Stockage | Not identified | 2/20/2023 | ? | ? |  | ? | Yes |  | RDO | Not planned | [6 empty] | TBO 2021 storage | TBO 2021 storage
610 | China | Installed | Tuozhan Weihai II |  | PV | Not identified | Not identified | 5/13/2020 | 4.9 | 89.00% | 4.9 | 100.00% | No | EU+RoW | RDO
611 | Germany Futuren | Installed | Uckermark Klockow |  | Wind Onshore | Not identified | Not identified | 1/3/2001 | 9.00 | 100.00% | 9 | 100.00% | Yes | EU+RoW | [9 empty] | No |  | Unknown
612 | Germany Futuren | Installed | Uengershausen |  | Wind Onshore | Not identified | Not identified | 1/10/2010 | 6.00 | 100.00% | 6 | 100.00% | Yes | EU+RoW | [9 empty] | No |  | Unknown
613 | Poland | Installed | Ustka |  | Wind Onshore | Vestas | Not identified | 11/22/2021 | 28.6 | 100.00% | 28.6 | 100.00% | Yes | EU+RoW | RDO | [8 empty] | No
614 | India | Installed | UTT1 |  | PV | Jinko | JKM-320PP | 7/3/2017 | 36.00 | 50.00% | 18 | 100.00% | Yes | EU+RoW | RDO | [9 empty] | TOTAL EREN
615 | India | Installed | UTT2 |  | PV | TALESUN | TP-672P | 3/22/2017 | 36.00 | 50.00% | 18 | 0.00% | Yes | EU+RoW | RDO | [9 empty] | TOTAL EREN
616 | France | ? | Valderoure | [5 empty] | 1.86 | 0% | 0 | 0.00% | No (old or dobloon) | EU+RoW | PI
617 | France | ? | Valensole | [5 empty] | 12.00 | 0% | 0 | 0.00% | No (old or dobloon) | EU+RoW | PI
618 | USA | Installed | Spinning Spur I | SPS1 | Wind Onshore | Siemens | SWT 2.3 | 1/12/2012 | 161.00 | 100.00% | 161 | 100.00% | Yes | North America | PI US (ETL) | Comissioned | Q3 | [5 empty] | TBO NA 2022 Q3 | To be onboarded |  | Unknown
619 | France | DBO | Sainte Julie |  | PV | Not identified | Not identified | 1/7/2022 | 2.6 | 100.00% | 2.6 | 100.00% | Yes | EU+RoW |  | Planned | Jul-22
620 | France | Installed | Samognat | x | PV | Not identified | Not identified | 1/4/2021 | 3.92 | 100.00% | 3.92 | 100.00% | Yes | EU+RoW | TBD | Not planned | [6 empty] | No | No | 3.8 MW au lieu de 8.4 MW ?
621 | France LUXEL | Installed | Vandre (Sun 20) |  | PV | Not identified |  | 9/7/1905 | 2.6 | 15.00% | 0.39 | 0.00% | No | EU+RoW | RDO
622 | France | DBO | Saumur |  | PV | Huawei | Huawei SUN 2000 - 215 KTL | 1/11/2022 | 10.29 | 100.00% | 10.29 | 100.00% | Yes | EU+RoW |  | Planned | Aug-22
623 | France | DBO | St Jean le Vieux |  | PV | Not identified | Not identified | 1/10/2022 | 2.7 | 100.00% | 2.7 | 100.00% | Yes | EU+RoW |  | Planned | Jul-22
624 | Portugal | Installed | Ventominho |  | Wind Onshore | Enercon | E70 & E82 | 2/12/2008 | 240.00 | 31.3% | 75.21 | 0.00% | Yes | EU+RoW | M2M - BAX SQL | [8 empty] | No | EEVM | Control room in Esposende offices / Scada from Manufacturer / Bax Real-Time (mobile app and in control room) / Field operators monitoring
625 | Portugal | Installed | Ventominho (Overeq) |  | Wind Onshore | Enercon | E92 | 6/30/2016 | 23.00 | 31.3% | 7.21 | 0.00% | Yes | EU+RoW | M2M - BAX SQL | [8 empty] | No | EEVM | Control room in Esposende offices / Scada from Manufacturer / Bax Real-Time (mobile app and in control room) / Field operators monitoring
626 | Brazil | Installed | Ventos de Bahia (ph. 1) |  | Wind Onshore | Actiona | Not identified | 9/21/2017 | 66.00 | 50.00% | 33 | 0.00% | Yes | EU+RoW | RDO | [8 empty] | No |  | Unknown
627 | Brazil | Installed | Ventos de Bahia (ph. 2) |  | Wind Onshore | Vestas | Not identified | 1/9/2018 | 116.00 | 50.00% | 58 | 0.00% | Yes | EU+RoW | RDO | [8 empty] | No |  | Unknown
628 | Brazil | Installed | Ventos de Bahia (ph. 3) |  | Wind Onshore | Not identified | Not identified | 1/12/2021 | 181.5 | 100.00% | 181.5 | 100.00% | Yes | EU+RoW | RDO | [8 empty] | No |  | Unknown
629 | Germany Futuren | Installed | Verden |  | Wind Onshore | Not identified | Not identified | 1/10/2005 | 3.00 | 100.00% | 3 | 100.00% | Yes | EU+RoW | [9 empty] | No |  | Unknown
630 | France LUXEL | Installed | Verneix (Sun 24) |  | PV | Not identified |  | 9/7/1905 | 8.2 | 15.00% | 1.23 | 0.00% | No | EU+RoW | RDO
631 | France | DBO | Subligny |  | PV | Huawei | Huawei SUN 2000 - 215 KTL | 9/5/2022 | 10.01 | 100.00% | 10 | 100.00% | Yes | EU+RoW |  | Planned | Jul-22
632 | Belgium | Installed | Villers 4 | VIL4 | Wind Onshore | Vestas | V112 |  | 44.85 |  | 0 | 100.00% | Yes | EU+RoW | PI EU | Comissioned | [6 empty] | Yes | Onboarded | Courant Juillet: Serveur de publication à resynchroniser (Si présent) suite à retravail sur Timestamps --> Mi-août
633 | Belgium | Installed | Villers le bouillert | VIBO | Wind Onshore | Senvion | MD77 |  | 9.00 | 0.00% | 0 | 100.00% | Yes | EU+RoW |  | Not planned | [7 empty] | No | 10min PI data coming from PI Luminus ; Wait for MITA upgrade ; Monitoring Bazefield
634 | France | DBO | Sud Arrageois | SARA | Wind Onshore | Vestas | V136 | 1/10/2022 | 21.6 | 100.00% | 21.6 | 100.00% | Yes | EU+RoW |  | Planned | Dec-22 | [6 empty] | To be onboarded
635 | Greece | Installed | Viotia II |  | Wind Onshore | Vestas | V90-2MW | 5/31/2009 | 38.00 | 53.5% | 20.33 | 0.00% | Yes | EU+RoW | [9 empty] | No | Main owner PPC Renewables (3 Different SCADA systems collect the data from 3 different parts of the project. PI implementation will be complicated as we want to avoid 3 times the hardware. so we are working on it.) | En att. action install PI
636 | France LUXEL | DBO | Vitry en Charollais |  | PV | Not identified | Not identified | 1/7/2021 | 6.56 |  |  | 100.00% | Yes | EU+RoW | RDO
637 | Greece | Installed | Voreas |  | Wind Onshore | Vestas | V90 & V52 | 2/15/2017 | 14.55 | 50.00% | 7.28 | 0.00% | Yes | EU+RoW | [9 empty] | No | Main owner EREN Hellas Parc détenu par EDF Renouvelables mais O&M externalisé. La DSI/la Grèce traite directement avec Vesta. Aucune action côté SCADA. Voir avec DSI ? | En att. action install PI
638 | South Africa | Installed | Waainek |  | Wind Onshore | Vestas | V112 | 11/26/2015 | 24.6 | 50.4% | 12.4 | 100.00% | Yes | EU+RoW | Genesys EU | planned | Jun-22 | [6 empty] | To be onboarded | Industrial Development Corporation | Unknown
639 | Belgium | Installed | Walcourt | WALC | Wind Onshore | Senvion | MD77 |  | 9.00 | 0.00% | 0 | 100.00% | Yes | EU+RoW |  | Not planned | [7 empty] | No | 10min PI data coming from PI Luminus ; Wait for MITA upgrade ; Monotoring Bazefield
640 | UK | DBO | Sutton Bridge |  | PV | Not identified | Not identified | Q2 2023 | 73.00 | 51.0% | 37.2 | 100.0% | Yes | EU+RoW | RDO | Not planned
641 | Belgium | Installed | Wanze | VIBO WT7 & 8 | Wind Onshore | Not identified | Not identified |  | 3.00 | 0.00% | 0 | 100.00% | Yes | EU+RoW |  | Not planned | [7 empty] | No | These machines are called VIBO-WT07 and 08
642 | USA | Installed | Stoneray | SRY1 | Wind Onshore | Siemens | Siemens 2.625kw 120m & Siemens 2415kw 108m | 2/28/2019 | 100.00 | 100.00% | 100 | 100.00% | Yes | North America | PI US (ETL) | Comissioned | Q3 | [5 empty] | TBO NA 2022 Q1 | To be onboarded
643 | South Africa | Installed | Wesley (Riverbank) |  | Wind Onshore | Vestas | V126 | 1/9/2021 | 34.5 | 50.4% | 17.4 | 100.00% | Yes | EU+RoW | Genesys EU | Planned | Jun-22 | [6 empty] | To be onboarded | Telagystic (Calulo)
644 | UK | DBO | Tesco Solar (Phase 1) |  | PV | Not identified | Not identified | 1/7/2021 | 5.00 | 51.00% | 2.75 | 100.00% | Yes | EU+RoW | RDO | Not planned
645 | USA | Installed | Windthorst II | WNT2 | Wind Onshore | Siemens | swt 2.3 |  | 64.3 | 0.00% | 0 | 0.00% | Yes | North America | PI US (ETL) | Comissioned | [6 empty] | TBO NA 2022 Q2 | To be onboarded | Harvester Yes
646 | UK | Installed | Winscales 1 | WSC1 | Wind Onshore | Vestas | V47 |  | 1.98 | 0% | 0 | 0.00% | No | EU+RoW | RDO | Not planned | [7 empty] | No | source PDA database | Yes
647 | UK | Installed | Winscales 2 | WSC2 | Wind Onshore | Vestas | V52 |  | 6.8 | 0% | 0 | 0.00% | No | EU+RoW | RDO | Not planned | [7 empty] | No | source PDA database | Yes
648 | Germany Futuren | Installed | Wolgast |  | Wind Onshore | Not identified | Not identified | 12/29/2001 | 1.5 | 100.00% | 1.5 | 100.00% | Yes | EU+RoW | [9 empty] | No |  | Unknown
649 | Greece | Installed | Xirokambi | XIRO | PV | SMA | 2x SC 400.8x SC 630 HE-11 | 9/30/2010 | 6.00 | 100.00% | 6 | 100.00% | Yes | EU+RoW | PI EU | Comissioned | Apr-22
650 | USA | Installed | Yamhill (PGE) |  | PV | Not identified | Not identified | 12/31/2011 | 1.19 | 100.00% | 1.19 | 100.00% | Yes | North America | PI US | Comissioned | 2022
651 | Germany Futuren | Installed | Zabelsdorf |  | Wind Onshore | Not identified | Not identified | 12/31/2003 | 9.00 | 100.00% | 9 | 100.00% | Yes | EU+RoW | [9 empty] | No |  | Unknown
652 | Israel | Installed | Zmorot |  | PV | Not identified | Not identified | 9/6/2016 | 50.00 | 51.00% | 25.5 | 100.00% | Yes | EU+RoW | M2M - Padcon | Not Planned | Sep-22 | [7 empty] | Padcon FTP
653 | Israel | Installed | Zohar |  | PV | Not identified | Not identified | 7/31/2021 | 10.8 | 74.00% | 7.99 | 100.00% | Yes | EU+RoW | M2M - Padcon | Not Planned | Sep-22
654 | Belgium | Installed |  | FRN2 | Wind Onshore | Vestas | Not identified |  |  | 0.00% | 0 | 100.00% | Yes | EU+RoW |  | Not planned | [7 empty] | No
655 | France | DBO | Tenesa Repowering | TENE | Wind Onshore | Enercon | E44 | 1/10/2022 | 11.7 | 100.00% | 11.7 | 100.00% | Yes | EU+RoW |  | Planned | Oct-23 | [6 empty] | No
656 | France | DBO | Varennes Changy |  | PV | Not identified | Not identified | 1/10/2023 | 5.00
657 | France | Installed | Potiche 2 | POTI | PV |  | converSOL 1500 LI | 10/4/2012 | 4.7
658 | France | Installed | Canopee | CANO | PV | Siemens | Siemens SINVERTS PVM 17 | 9/13/2011 | 0.68
659 | France | Installed | Cesaree | CESA | PV | Siemens | Siemens SINVERTS PVM 17 | 9/13/2011 | 0.68
660 | France | Installed | Providence | PROV | PV | Siemens | Siemens SINVERTS PVM 17 | 9/13/2011 | 0.68
661 | France | Installed | Trois Rois | TRRO | PV | Huawei | Huawei SUN 2000 - 17 KTL | 9/13/2011 | 0.68
662 | France | DBO | Creys-Malville |  | PV | Huawei | Huawei SUN 2000 - 215 KTL | 1/12/2022 | 11.86
663 | France | DBO | Nitry |  | PV | Huawei | Huawei SUN 2000 - 215 KTL | 1/11/2022 | 3.78
664 | France | DBO | Habsheim |  | PV | Huawei | Huawei SUN 2000 - 215 KTL | 12/15/2023 | 18.45
665 | France | DBO | Rivière des Galets |  | PV | Huawei | Huawei SUN 2000 - 215 KTL | 4/1/2023 | 4.6
666 | France | DBO | Salon-de-Provence |  | PV | Huawei | Huawei SUN 2000 - 215 KTL | 4/1/2023 | 3.4
667 | India | Installed | G1.1 |  | Wind Onshore | Inox | RD93 | 1/3/2016 | 36.00 | 0.00% | 0 | 0.00% | Yes | EU+RoW | RDO | [8 empty] | No
668 | France | DBO | Ste Tulle-Le Moulin |  | PV | Huawei | Huawei SUN 2000 - 215 KTL | 4/1/2023 | 2.8
669 | Germany Distributed | Installed | Bremen |  | Storage
670 | Germany Distributed | Installed | Hunderdorf |  | Storage
671 | Germany Distributed | Installed | Hydro/Speira Hamburg |  | Storage
672 | Germany Distributed | Installed | Issum |  | Storage
673 | Germany Distributed | Installed | Wernigerode |  | Storage
674 | Germany Distributed | Installed | Munchen |  | Storage
675 | Germany Distributed | Installed | Malteurop Rostock |  | Storage
676 | Germany Distributed | Installed | Malteurop Heidenau |  | Storage
677 | France | DBO | Epinac |  | PV | Huawei | Huawei SUN 2000 - 215 KTL | 4/1/2023 | 3.1
678 | France | DBO | Provence Grand Large |  | Wind Offshore |  |  | Q4 2024 | 25.00 | 50.00% | 12.5 | 0.00% | Yes | EU+RoW | [5 empty] | No |  |  |  | No